## Sheet1
# | डी०एम०टी०आर० नं० और तारीखDMTR No. & Date | लेन-देन का प्रकारTransaction Type | लेजरLedger Details | फोलियोFolio Details | पी०एल० / कोडPL No. / Item Code | आइटम का विवरणDescription of Item | लेन-देन का विवरणDetails of Transaction | मात्राQuantity | वैल्यू (रुपयों में)Value (Rs.) | टिप्पणीRemarks | कार्यवाहीAction
1 | 027534-21-01561 dt. 03-01-2022 11:52:37by VENKATESH L | Issue-To User Depot (Consignee) | 001-ELECTRICAL I | 0081-110V DC MOTOR FOR IRS POINT MACHINE | 539829580021 | 110v DC motor with Gear Box IP 67 Type 160V AC immunity suitable for IRS point machine as per RDSO s.... | To SSE/Sig/BBQ Southern Railway against Reqn No. SN-21-1037045 dt. 03-01-2022 | 10.000Number | 295000 | Issued Through Smt.E.SELVI, ASST/SIG/BBQ, ID Card No.S&T/0372/2020
2 | 027534-21-01562 dt. 03-01-2022 11:53:39by VENKATESH L | Issue-To User Depot (Consignee) | 002-ELECTRICAL - II | 0110-DC-DC Convertor for Amararaja make IPS 24-40V/5Amps | 560400022521 | DC-DC convertor 24-40V 5AMPS FOR AMARARAJA IPS | To SSE/Sig/BBQ Southern Railway against Reqn No. SN-21-1037109 dt. 03-01-2022 | 4.000Number | 89680 | Issued Through Smt.E.SELVI, ASST/SIG/BBQ, ID Card No.S&T/0372/2020
3 | 027534-21-01563 dt. 03-01-2022 11:56:25by VENKATESH L | Issue-To User Depot (Consignee) | 001-ELECTRICAL I | 0043-CABLE PVC 19C X 1.5Sqmm (COPPER) | 56119033 | CABLE PVC INSULATED ARMOURED UNSCREENED RAILWAY SIGNALLING CABLE OF SIZE 19C x 1.5sqmm (REV 4.0) IRS.... | To SSE/Sig/BBQ Southern Railway against Reqn No. SN-21-1031318 dt. 31-12-2021 | 100.000Metre | 29125.2 | Issued Through Smt.E.SELVI, ASST/SIG/BBQ, ID Card No.S&T/0372/2020
4 | 027534-21-01564 dt. 03-01-2022 12:00:57by VENKATESH L | Issue-To User Depot (Consignee) | 001-ELECTRICAL I | 0159-RELAY QNA1 (8F-8B) WITH ACCESSORIES | 56500142 | RELAY QNA1 ACI 8F/8B | To SSE/Sig/BBQ Southern Railway against Reqn No. SN-21-1031302 dt. 31-12-2021 | 12.000Number | 87689.21 | Issued Through Smt.E.SELVI, ASST/SIG/BBQ, ID Card No.S&T/0372/2020
5 | 027534-21-01565 dt. 03-01-2022 12:02:55by VENKATESH L | Issue-To User Depot (Consignee) | 001-ELECTRICAL I | 0248-GROUND CONNECTION (CLAMP/POINT LOCK) FOR PM 220MM STROKE (MODIFIED) | 563000011784 | GROUND CONNECTION (CLAMP/POINT LOCK) FOR PM 220MM STROKE (MODIFIED) | To SSE/Sig/BBQ Southern Railway against Reqn No. SN-21-997154 dt. 21-12-2021 | 1.000Set | 46905 | Issued Through Smt.E.SELVI, ASST/SIG/BBQ, ID Card No.S&T/0372/2020
6 | 027534-21-01566 dt. 03-01-2022 12:05:42by VENKATESH L | Issue-To User Depot (Consignee) | 001-ELECTRICAL I | 0134-LED MAIN ASPECT RED | 56468039 | RED aspect Main LED signal, 110 V AC Retrofitable in existing CLS Housing and compatible with AC LED.... | To SSE/Sig/BBQ Southern Railway against Reqn No. SN-21-996960 dt. 21-12-2021 | 4.000Number | 34491.64 | Issued Through Smt.E.SELVI, ASST/SIG/BBQ, ID Card No.S&T/0372/2020 Sl.No. ICR 47250 To 47253, Make: GAEC
7 | 027534-21-01567 dt. 03-01-2022 12:07:05by VENKATESH L | Issue-To User Depot (Consignee) | 001-ELECTRICAL I | 0057-CABLE PVC WIRE COIL 16/0.2 COPPER | 40981381 | WIRE PVC COPPER 16/.2MM GREY | To SSE/Sig/BBQ Southern Railway against Reqn No. SN-21-990637 dt. 18-12-2021 | 2.000Number | 1463.2 | Issued Through Smt.E.SELVI, ASST/SIG/BBQ, ID Card No.S&T/0372/2020
8 | 027534-21-01568 dt. 03-01-2022 12:08:26by VENKATESH L | Issue-To User Depot (Consignee) | 004-Consumables | 0024-Epoxy Gel Coat Red | 539836410034 | EPOXY GEL COAT RED | To SSE/Sig/BBQ Southern Railway against Reqn No. SN-21-990605 dt. 18-12-2021 | 20.000Kilograms | 10450.08 | Issued Through Smt.E.SELVI, ASST/SIG/BBQ, ID Card No.S&T/0372/2020
9 | 027534-21-01569 dt. 03-01-2022 12:10:01by VENKATESH L | Issue-To User Depot (Consignee) | 001-ELECTRICAL I | 0257-CR TEST PANEL FOR Q SERIES RELAY WITH DIGITAL MICRO OHM METER | 560605636491 | CR TEST PANEL FOR q SERIES RELAY WITH DIGITAL MICRO OHM METER | To SSE/Sig/BBQ Southern Railway against Reqn No. SN-21-990595 dt. 18-12-2021 | 5.000Number | 128110 | Issued Through Smt.E.SELVI, ASST/SIG/BBQ, ID Card No.S&T/0372/2020
10 | 027534-21-01570 dt. 03-01-2022 12:12:29by VENKATESH L | Issue-To User Depot (Consignee) | 001-ELECTRICAL I | 0151-LED FOR ROUTE | 56468027 | ROUTE LED SIGNAL LIGHTING UNIT 100V AC RE-PROFITABLE IN EXISTING CLS HOUSING AND COMPATIBLE WITH AC .... | To SSE/Sig/BBQ Southern Railway against Reqn No. SN-21-990627 dt. 18-12-2021 | 2.000Number | 11227.47 | Issued Through Smt.E.SELVI, ASST/SIG/BBQ, ID Card No.S&T/0372/2020
11 | 027534-21-01571 dt. 03-01-2022 12:15:45by VENKATESH L | Issue-To User Depot (Consignee) | 001-ELECTRICAL I | 0120-LED MAIN ASPECT YELLOW | 56468052 | YELLOW aspect Main LED signal, 110 V AC Retrofitable in existing CLS Housing and compatible with AC .... | To SSE/Sig/BBQ Southern Railway against Reqn No. SN-21-966376 dt. 13-12-2021 | 4.000Number | 34508.27 | Issued Through Smt.E.SELVI, ASST/SIG/BBQ, ID Card No.S&T/0372/2020 Sl.No.1497,1499,1503,1504 Make:Power Tech
12 | 027534-21-01572 dt. 03-01-2022 14:51:37by VENKATESH L | Issue-To User Depot (Consignee) | 001-ELECTRICAL I | 0159-RELAY QNA1 (8F-8B) WITH ACCESSORIES | 56500142 | RELAY QNA1 ACI 8F/8B | To SSE/Sig/MSB Southern Railway against Reqn No. SN-21-1038155 dt. 03-01-2022 | 6.000Number | 43844.6 | Isuued through Shri. M.Micheal Raj, Desig: Tech/II/S/MSB, ID Card No. S&T/0249/2020
13 | 027534-21-01573 dt. 03-01-2022 14:53:47by VENKATESH L | Issue-To User Depot (Consignee) | 003-MECHANICAL | 0047-GI Pipe 50mm Dia 3.65mm Thick IS 1239 Part 1/2004 | 501000263740 | GI Pipe 50mm Dia 3.65mm Thick | To SSE/Sig/MSB Southern Railway against Reqn No. SN-21-1037673 dt. 03-01-2022 | 48.000Metre | 16466.3 | Isuued through Shri. M.Micheal Raj, Desig: Tech/II/S/MSB, ID Card No. S&T/0249/2020
14 | 027534-21-01574 dt. 03-01-2022 14:55:02by VENKATESH L | Issue-To User Depot (Consignee) | 001-ELECTRICAL I | 0162-RELAY QBCA1 (2F-4B) WITH ACCESSORIES | 56451027 | RELAY AC IMMUNE PLUG IN TYPE STYLE QBCA1 CONFORMING TO BRS - 943 IRS.S.34 & IRS.S.23 OR LATEST | To SSE/Sig/MSB Southern Railway against Reqn No. SN-21-1037863 dt. 03-01-2022 | 4.000Number | 28028.36 | Isuued through Shri. M.Micheal Raj, Desig: Tech/II/S/MSB, ID Card No. S&T/0249/2020
15 | 027534-21-01575 dt. 03-01-2022 14:55:57by VENKATESH L | Issue-To User Depot (Consignee) | 003-MECHANICAL | 0004-APPARATUS CASE HALF GRS BOX | 56500464 | APPARATUS CASE HALF GRS TYPE | To SSE/Sig/MSB Southern Railway against Reqn No. SN-21-1038028 dt. 03-01-2022 | 2.000Number | 60154.1 | Isuued through Shri. M.Micheal Raj, Desig: Tech/II/S/MSB, ID Card No. S&T/0249/2020
16 | 027534-21-01576 dt. 03-01-2022 14:56:54by VENKATESH L | Issue-To User Depot (Consignee) | 001-ELECTRICAL I | 0003-ARA Terminal 25mm PBT | 56509376 | ARA TERMINAL BLOCK (SMALL) M6 PBT MAKE TO DRG NO.SA.23741A/ALT-4 AND TO SPECN.IRS.S.75/91 (AMDT NO..... | To SSE/Sig/MSB Southern Railway against Reqn No. SN-21-1038073 dt. 03-01-2022 | 200.000Number | 8806.4 | Isuued through Shri. M.Micheal Raj, Desig: Tech/II/S/MSB, ID Card No. S&T/0249/2020
17 | 027534-21-01577 dt. 03-01-2022 14:57:37by VENKATESH L | Issue-To User Depot (Consignee) | 001-ELECTRICAL I | 0116-DWC PIPE WITH COUPLER (103.5MM DIA) | 623500980059 | DWC Pipe [Inner Dia 103.5mm & Outer Dia-120mm] WITH COUPLER FOR EVERY 6 MTRS | To SSE/Sig/MSB Southern Railway against Reqn No. SN-21-1037965 dt. 03-01-2022 | 48.000Metre | 12633.6 | Isuued through Shri. M.Micheal Raj, Desig: Tech/II/S/MSB, ID Card No. S&T/0249/2020
18 | 027534-21-01578 dt. 03-01-2022 17:12:42by VENKATESH L | Initial Stock | 002- ELECTRICAL - II | 0137- Fit & Forget Lead wire 4Mtrs 4mm dia | 539810200024 | FIT & FORGET LEAD WIRE 4 MTRS 4 MM DIA | Old Existing Stock in Books taken on this Computerized Ledger | 0.000Number | 0
19 | 027534-21-01579 dt. 03-01-2022 17:17:41by VENKATESH L | Initial Stock | 002- ELECTRICAL - II | 0138- Fit & Forget Lead wire 3Mtrs 4mm dia | 539810200036 | FIT & FORGET LEAD WIRE 3 MTR 4 MM DIA | Old Existing Stock in Books taken on this Computerized Ledger | 0.000Number | 0
20 | 027534-21-01580 dt. 03-01-2022 17:37:02by VENKATESH L | Initial Stock | 002- ELECTRICAL - II | 0139- Fit & Forget Lead wire 1.5Mtrs 4mm dia | 539810200048 | FIT & FORGET LEAD WIRE 1.5 MTR 4 MM DIA | Old Existing Stock in Books taken on this Computerized Ledger | 0.000Number | 0
21 | 027534-21-01581 dt. 03-01-2022 17:41:47by VENKATESH L | Initial Stock | 002- ELECTRICAL - II | 0215- Fit & Forget Bond Wire 2 Mtrs 4mm dia | 539810200050 | FIT & FORGET BOND WIRE 2 MTRS 4MM DIA | Old Existing Stock in Books taken on this Computerized Ledger | 0.000Number | 0
22 | 027534-21-01582 dt. 03-01-2022 17:47:54 by VENKATESH L | Receipt-Shop Mfrd. / Old Demand | 002-ELECTRICAL - II | 0139-Fit & Forget Lead wire 1.5Mtrs 4mm dia | 539810200048 | FIT & FORGET LEAD WIRE 1.5 MTR 4 MM DIA | From 091066-CWM(S&T) WS BYCULLA Southern Railway against Reqn No. 275316 dt. 21-06-2016 vide Issue Note No. A084499 dt. 29-12-2021 | 1235.000Number | 494000 | DBR No.822, Page No.206 dt.03.01.2022
23 | 027534-21-01583 dt. 03-01-2022 17:50:24 by VENKATESH L | Receipt-Shop Mfrd. / Old Demand | 002-ELECTRICAL - II | 0139-Fit & Forget Lead wire 1.5Mtrs 4mm dia | 539810200048 | FIT & FORGET LEAD WIRE 1.5 MTR 4 MM DIA | From 091066-CWM(S&T) WS BYCULLA Southern Railway against Reqn No. 275316 dt. 21-06-2016 vide Issue Note No. A084500 dt. 29-12-2021 | 875.000Number | 350000 | DBR No.823, Page No.206 dt.03.01.2022
24 | 027534-21-01584 dt. 03-01-2022 17:52:36 by VENKATESH L | Receipt-Shop Mfrd. / Old Demand | 002-ELECTRICAL - II | 0140-Fit & Forget Bond wire 1.5Mtrs 4mm dia | 556302890025 | FIT & FORGET BOND WIRE 1.5 Mtrs 4mm dia | From 091066-CWM(S&T) WS BYCULLA Southern Railway against Reqn No. dt. vide Issue Note No. dt. | 250.000Number | 100000 | DBR No.824, Page No.207 dt.03.01.2022
25 | 027534-21-01585 dt. 03-01-2022 17:55:01 by VENKATESH L | Receipt-Shop Mfrd. / Old Demand | 002-ELECTRICAL - II | 0215-Fit & Forget Bond Wire 2 Mtrs 4mm dia | 539810200050 | FIT & FORGET BOND WIRE 2 MTRS 4MM DIA | From 091066-CWM(S&T) WS BYCULLA Southern Railway against Reqn No. 275317 dt. 21-06-2016 vide Issue Note No. A084502 dt. 29-12-2021 | 500.000Number | 200000 | DBR No.825, Page No.207 dt.03.01.2022
26 | 027534-21-01586 dt. 03-01-2022 17:57:07 by VENKATESH L | Receipt-Shop Mfrd. / Old Demand | 002-ELECTRICAL - II | 0138-Fit & Forget Lead wire 3Mtrs 4mm dia | 539810200036 | FIT & FORGET LEAD WIRE 3 MTR 4 MM DIA | From 091066-CWM(S&T) WS BYCULLA Southern Railway against Reqn No. 275318 dt. 21-06-2016 vide Issue Note No. A084503 dt. 29-12-2021 | 500.000Number | 200000 | DBR No.826, Page No.207 dt.03.01.2022
27 | 027534-21-01587 dt. 03-01-2022 18:00:15 by VENKATESH L | Receipt-Shop Mfrd. / Old Demand | 002-ELECTRICAL - II | 0137-Fit & Forget Lead wire 4Mtrs 4mm dia | 539810200024 | FIT & FORGET LEAD WIRE 4 MTRS 4 MM DIA | From 091066-CWM(S&T) WS BYCULLA Southern Railway against Reqn No. 275319 dt. 21-06-2016 vide Issue Note No. A084504 dt. 29-12-2021 | 500.000Number | 200000 | DBR No.827, Page No.207 dt.03.01.2022
28 | 027534-21-01588 dt. 04-01-2022 14:03:26by VENKATESH L | Issue-To User Depot (Consignee) | 002-ELECTRICAL - II | 0137-Fit & Forget Lead wire 4Mtrs 4mm dia | 539810200024 | FIT & FORGET LEAD WIRE 4 MTRS 4 MM DIA | To SSE/SIG/MS Southern Railway against Reqn No. SN-21-1045082 dt. 04-01-2022 | 25.000Number | 10000 | Issued Through Shri. R.VENKATESH, TECH/I/SIG/MS, ID Card No.S&T/0437/2020
29 | 027534-21-01589 dt. 04-01-2022 14:07:30by VENKATESH L | Issue-To User Depot (Consignee) | 002-ELECTRICAL - II | 0138-Fit & Forget Lead wire 3Mtrs 4mm dia | 539810200036 | FIT & FORGET LEAD WIRE 3 MTR 4 MM DIA | To SSE/SIG/MS Southern Railway against Reqn No. SN-21-1045051 dt. 04-01-2022 | 25.000Number | 10000 | Issued Through Shri. R.VENKATESH, TECH/I/SIG/MS, ID Card No.S&T/0437/2020
30 | 027534-21-01590 dt. 04-01-2022 14:09:48by VENKATESH L | Issue-To User Depot (Consignee) | 002-ELECTRICAL - II | 0139-Fit & Forget Lead wire 1.5Mtrs 4mm dia | 539810200048 | FIT & FORGET LEAD WIRE 1.5 MTR 4 MM DIA | To SSE/SIG/MS Southern Railway against Reqn No. SN-21-1045111 dt. 04-01-2022 | 100.000Number | 40000 | Issued Through Shri. R.VENKATESH, TECH/I/SIG/MS, ID Card No.S&T/0437/2020
31 | 027534-21-01591 dt. 04-01-2022 14:12:02by VENKATESH L | Issue-To User Depot (Consignee) | 002-ELECTRICAL - II | 0215-Fit & Forget Bond Wire 2 Mtrs 4mm dia | 539810200050 | FIT & FORGET BOND WIRE 2 MTRS 4MM DIA | To SSE/SIG/MS Southern Railway against Reqn No. SN-21-1045210 dt. 04-01-2022 | 25.000Number | 10000 | Issued Through Shri. R.VENKATESH, TECH/I/SIG/MS, ID Card No.S&T/0437/2020
32 | 027534-21-01592 dt. 04-01-2022 14:14:24by VENKATESH L | Issue-To User Depot (Consignee) | 002-ELECTRICAL - II | 0140-Fit & Forget Bond wire 1.5Mtrs 4mm dia | 556302890025 | FIT & FORGET BOND WIRE 1.5 Mtrs 4mm dia | To SSE/SIG/MS Southern Railway against Reqn No. SN-21-1045182 dt. 04-01-2022 | 10.000Number | 4000 | Issued Through Shri. R.VENKATESH, TECH/I/SIG/MS, ID Card No.S&T/0437/2020
33 | 027534-21-01593 dt. 04-01-2022 14:32:18by VENKATESH L | Issue-To User Depot (Consignee) | 002-ELECTRICAL - II | 0137-Fit & Forget Lead wire 4Mtrs 4mm dia | 539810200024 | FIT & FORGET LEAD WIRE 4 MTRS 4 MM DIA | To SSE/Sig/MSB Southern Railway against Reqn No. SN-21-1043789 dt. 04-01-2022 | 25.000Number | 10000 | Issued Through Shri. R.KARTHIK, ASST/SIG/MSB,ID Card No.S&T/0260/2020
34 | 027534-21-01594 dt. 04-01-2022 14:34:16by VENKATESH L | Issue-To User Depot (Consignee) | 002-ELECTRICAL - II | 0138-Fit & Forget Lead wire 3Mtrs 4mm dia | 539810200036 | FIT & FORGET LEAD WIRE 3 MTR 4 MM DIA | To SSE/Sig/MSB Southern Railway against Reqn No. SN-21-1043808 dt. 04-01-2022 | 25.000Number | 10000 | Issued Through Shri. R.KARTHIK, ASST/SIG/MSB,ID Card No.S&T/0260/2020
35 | 027534-21-01595 dt. 04-01-2022 14:36:26by VENKATESH L | Issue-To User Depot (Consignee) | 002-ELECTRICAL - II | 0139-Fit & Forget Lead wire 1.5Mtrs 4mm dia | 539810200048 | FIT & FORGET LEAD WIRE 1.5 MTR 4 MM DIA | To SSE/Sig/MSB Southern Railway against Reqn No. SN-21-1043826 dt. 04-01-2022 | 100.000Number | 40000 | Issued Through Shri. R.KARTHIK, ASST/SIG/MSB,ID Card No.S&T/0260/2020
36 | 027534-21-01596 dt. 04-01-2022 14:38:24by VENKATESH L | Issue-To User Depot (Consignee) | 002-ELECTRICAL - II | 0215-Fit & Forget Bond Wire 2 Mtrs 4mm dia | 539810200050 | FIT & FORGET BOND WIRE 2 MTRS 4MM DIA | To SSE/Sig/MSB Southern Railway against Reqn No. SN-21-1043756 dt. 04-01-2022 | 25.000Number | 10000 | Issued Through Shri. R.KARTHIK, ASST/SIG/MSB,ID Card No.S&T/0260/2020
37 | 027534-21-01597 dt. 04-01-2022 14:39:51by VENKATESH L | Issue-To User Depot (Consignee) | 002-ELECTRICAL - II | 0140-Fit & Forget Bond wire 1.5Mtrs 4mm dia | 556302890025 | FIT & FORGET BOND WIRE 1.5 Mtrs 4mm dia | To SSE/Sig/MSB Southern Railway against Reqn No. SN-21-1043618 dt. 04-01-2022 | 10.000Number | 4000 | Issued Through Shri. R.KARTHIK, ASST/SIG/MSB,ID Card No.S&T/0260/2020
38 | 027534-21-01598 dt. 04-01-2022 15:01:18by VENKATESH L | Issue-To User Depot (Consignee) | 002-ELECTRICAL - II | 0137-Fit & Forget Lead wire 4Mtrs 4mm dia | 539810200024 | FIT & FORGET LEAD WIRE 4 MTRS 4 MM DIA | To SSE/Sig/BBQ Southern Railway against Reqn No. SN-21-1045747 dt. 04-01-2022 | 25.000Number | 10000 | Issued through Smt. E.Selvi, Desig: Helper/S/BBQ, ID card No. S&T/0372/2020
39 | 027534-21-01599 dt. 04-01-2022 15:03:04by VENKATESH L | Issue-To User Depot (Consignee) | 002-ELECTRICAL - II | 0138-Fit & Forget Lead wire 3Mtrs 4mm dia | 539810200036 | FIT & FORGET LEAD WIRE 3 MTR 4 MM DIA | To SSE/Sig/BBQ Southern Railway against Reqn No. SN-21-1045859 dt. 04-01-2022 | 25.000Number | 10000 | Issued through Smt. E.Selvi, Desig: Helper/S/BBQ, ID card No. S&T/0372/2020
40 | 027534-21-01600 dt. 04-01-2022 15:08:01by VENKATESH L | Issue-To User Depot (Consignee) | 002-ELECTRICAL - II | 0140-Fit & Forget Bond wire 1.5Mtrs 4mm dia | 556302890025 | FIT & FORGET BOND WIRE 1.5 Mtrs 4mm dia | To SSE/Sig/BBQ Southern Railway against Reqn No. SN-21-1045928 dt. 04-01-2022 | 10.000Number | 4000 | Issued through Smt. E.Selvi, Desig: Helper/S/BBQ, ID card No. S&T/0372/2020
41 | 027534-21-01601 dt. 04-01-2022 15:09:27by VENKATESH L | Issue-To User Depot (Consignee) | 002-ELECTRICAL - II | 0139-Fit & Forget Lead wire 1.5Mtrs 4mm dia | 539810200048 | FIT & FORGET LEAD WIRE 1.5 MTR 4 MM DIA | To SSE/Sig/BBQ Southern Railway against Reqn No. SN-21-1045889 dt. 04-01-2022 | 100.000Number | 40000 | Issued through Smt. E.Selvi, Desig: Helper/S/BBQ, ID card No. S&T/0372/2020
42 | 027534-21-01602 dt. 04-01-2022 15:10:46by VENKATESH L | Issue-To User Depot (Consignee) | 002-ELECTRICAL - II | 0215-Fit & Forget Bond Wire 2 Mtrs 4mm dia | 539810200050 | FIT & FORGET BOND WIRE 2 MTRS 4MM DIA | To SSE/Sig/BBQ Southern Railway against Reqn No. SN-21-1045920 dt. 04-01-2022 | 25.000Number | 10000 | Issued through Smt. E.Selvi, Desig: Helper/S/BBQ, ID card No. S&T/0372/2020
43 | 027534-21-01603 dt. 04-01-2022 15:13:31by VENKATESH L | Issue-To User Depot (Consignee) | 002-ELECTRICAL - II | 0201-Siemens AFTC Tuning Unit - RX (F12) D13- B29 | 539830920087 | Siemens make AFTC Tuning unit D 13 - B 29 for F12 Frequency as per RDSO specification no. RDSO/SPN/1.... | To SSE/Sig/BBQ Southern Railway against Reqn No. SN-21-885352 dt. 22-11-2021 | 2.000Number | 237050.2 | Issued through Smt. E.Selvi, Desig: Helper/S/BBQ, ID card No. S&T/0372/2020
44 | 027534-21-01604 dt. 04-01-2022 15:14:22by VENKATESH L | Issue-To User Depot (Consignee) | 002-ELECTRICAL - II | 0188-Siemens AFTC Tuning Unit - RX (F7) D10- B23 | 539830920075 | Siemens make AFTC Tuning unit D 10 - B 23 for F7 Frequency as per RDSO specification no. RDSO/SPN/14.... | To SSE/Sig/BBQ Southern Railway against Reqn No. SN-21-885341 dt. 22-11-2021 | 3.000Number | 355575.3 | Issued through Smt. E.Selvi, Desig: Helper/S/BBQ, ID card No. S&T/0372/2020
45 | 027534-21-01605 dt. 04-01-2022 15:15:19by VENKATESH L | Issue-To User Depot (Consignee) | 002-ELECTRICAL - II | 0198-Siemens AFTC Tuning Unit - RX (F9) D13- B23 | 539830920040 | Siemens make AFTC Tuning unit D 13 - B 23 for F9 Frequency as per RDSO specification no. RDSO/SPN/14.... | To SSE/Sig/BBQ Southern Railway against Reqn No. SN-21-885324 dt. 22-11-2021 | 3.000Number | 355575.3 | Issued through Smt. E.Selvi, Desig: Helper/S/BBQ, ID card No. S&T/0372/2020
46 | 027534-21-01606 dt. 04-01-2022 15:16:03by VENKATESH L | Issue-To User Depot (Consignee) | 002-ELECTRICAL - II | 0189-Siemens AFTC Tuning Unit - RX (F8) D10- B24 | 539830920038 | Siemens make AFTC Tuning unit D 10 - B 24 for F8 Frequency as per RDSO specification no. RDSO/SPN/14.... | To SSE/Sig/BBQ Southern Railway against Reqn No. SN-21-885301 dt. 22-11-2021 | 3.000Number | 355575.3 | Issued through Smt. E.Selvi, Desig: Helper/S/BBQ, ID card No. S&T/0372/2020
47 | 027534-21-01607 dt. 04-01-2022 15:16:51by VENKATESH L | Issue-To User Depot (Consignee) | 002-ELECTRICAL - II | 0186-Siemens AFTC Tuning Unit - RX (F5) D10- B20 | 539830920026 | Siemens make AFTC Tuning unit D 10 - B 20 for F5 Frequency as per RDSO specification no. RDSO/SPN/14.... | To SSE/Sig/BBQ Southern Railway against Reqn No. SN-21-885284 dt. 22-11-2021 | 3.000Number | 355575.3 | Issued through Smt. E.Selvi, Desig: Helper/S/BBQ, ID card No. S&T/0372/2020
48 | 027534-21-01608 dt. 04-01-2022 15:28:30by VENKATESH L | Issue-To User Depot (Consignee) | 002-ELECTRICAL - II | 0137-Fit & Forget Lead wire 4Mtrs 4mm dia | 539810200024 | FIT & FORGET LEAD WIRE 4 MTRS 4 MM DIA | To SSE/SIG/AJJ-E Southern Railway against Reqn No. SN-21-1045445 dt. 04-01-2022 | 25.000Number | 10000 | Issued Through Shri.ABHISHEK KUMAR, TECH/III/SIG/AJJ(EAST), ID Card No.S&T/1198/2020
49 | 027534-21-01609 dt. 04-01-2022 15:29:57by VENKATESH L | Issue-To User Depot (Consignee) | 002-ELECTRICAL - II | 0138-Fit & Forget Lead wire 3Mtrs 4mm dia | 539810200036 | FIT & FORGET LEAD WIRE 3 MTR 4 MM DIA | To SSE/SIG/AJJ-E Southern Railway against Reqn No. SN-21-1045432 dt. 04-01-2022 | 25.000Number | 10000 | Issued Through Shri.ABHISHEK KUMAR, TECH/III/SIG/AJJ(EAST), ID Card No.S&T/1198/2020
50 | 027534-21-01610 dt. 04-01-2022 15:33:05by VENKATESH L | Issue-To User Depot (Consignee) | 002-ELECTRICAL - II | 0139-Fit & Forget Lead wire 1.5Mtrs 4mm dia | 539810200048 | FIT & FORGET LEAD WIRE 1.5 MTR 4 MM DIA | To SSE/SIG/AJJ-E Southern Railway against Reqn No. SN-21-1045474 dt. 04-01-2022 | 100.000Number | 40000 | Issued Through Shri.ABHISHEK KUMAR, TECH/III/SIG/AJJ(EAST), ID Card No.S&T/1198/2020
51 | 027534-21-01611 dt. 04-01-2022 15:35:04by VENKATESH L | Issue-To User Depot (Consignee) | 002-ELECTRICAL - II | 0215-Fit & Forget Bond Wire 2 Mtrs 4mm dia | 539810200050 | FIT & FORGET BOND WIRE 2 MTRS 4MM DIA | To SSE/SIG/AJJ-E Southern Railway against Reqn No. SN-21-1045507 dt. 04-01-2022 | 25.000Number | 10000 | Issued Through Shri.ABHISHEK KUMAR, TECH/III/SIG/AJJ(EAST), ID Card No.S&T/1198/2020
52 | 027534-21-01612 dt. 04-01-2022 15:36:26by VENKATESH L | Issue-To User Depot (Consignee) | 002-ELECTRICAL - II | 0140-Fit & Forget Bond wire 1.5Mtrs 4mm dia | 556302890025 | FIT & FORGET BOND WIRE 1.5 Mtrs 4mm dia | To SSE/SIG/AJJ-E Southern Railway against Reqn No. SN-21-1045491 dt. 04-01-2022 | 10.000Number | 4000 | Issued Through Shri.ABHISHEK KUMAR, TECH/III/SIG/AJJ(EAST), ID Card No.S&T/1198/2020
53 | 027534-21-01613 dt. 04-01-2022 15:43:33by VENKATESH L | Issue-To User Depot (Consignee) | 001-ELECTRICAL I | 0137-LED SHUNT | 56462050 | AC SHUNT SIGNAL (LED) WITH INBUILT CURRENT REGULATOR WITH RDSO INSPECTION. RDSO SPE. NO. RDSO/SPN/15.... | To SSE/SIG/AJJ-E Southern Railway against Reqn No. SN-21-1045649 dt. 04-01-2022 | 5.000Number | 28127.29 | Issued Through Shri.ABHISHEK KUMAR, TECH/III/SIG/AJJ(EAST), ID Card No.S&T/1198/2020
54 | 027534-21-01614 dt. 04-01-2022 16:56:57by VENKATESH L | Issue-To User Depot (Consignee) | 001-ELECTRICAL I | 0058-CABLE PVC WIRE COIL 3/20 COPPER | 409002561998 | Cable PVC Wire Coil 3/20 Copper | To SSE/sig/cgl Southern Railway against Reqn No. SN-21-1048816 dt. 04-01-2022 | 1.000Number | 1563.5 | Issued Through Smt. R.PETCHILAKSHMI, ASST/SIG/CGL,ID Card No.S&T/0782/2020
55 | 027534-21-01615 dt. 04-01-2022 16:58:07by VENKATESH L | Issue-To User Depot (Consignee) | 004-Consumables | 0040-Insulation for D Bracket (Set's) Nylon | 539812690020 | INSULATION FOR D BRACKET (Sets) NYLON | To SSE/sig/cgl Southern Railway against Reqn No. SN-21-1048764 dt. 04-01-2022 | 20.000Set | 2284.8 | Issued Through Smt. R.PETCHILAKSHMI, ASST/SIG/CGL,ID Card No.S&T/0782/2020
56 | 027534-21-01616 dt. 04-01-2022 17:00:51by VENKATESH L | Issue-To User Depot (Consignee) | 004-Consumables | 0038-Gauge Tie Plate Insulation complete set | 563045841289 | Gauge Tie Plate Insulation Complete Set | To SSE/sig/cgl Southern Railway against Reqn No. SN-21-1048775 dt. 04-01-2022 | 20.000Number | 1007.8 | Issued Through Smt. R.PETCHILAKSHMI, ASST/SIG/CGL,ID Card No.S&T/0782/2020
57 | 027534-21-01617 dt. 04-01-2022 17:01:51by VENKATESH L | Issue-To User Depot (Consignee) | 004-Consumables | 0032-Insulation for stretcher bar (Set's) Nylon | 56982252 | INSULATION FOR STRETCHER BAR AS PER SPECIFICATION IRS.S.40-84 (Complete Set) | To SSE/sig/cgl Southern Railway against Reqn No. SN-21-1048792 dt. 04-01-2022 | 15.000Number | 600 | Issued Through Smt. R.PETCHILAKSHMI, ASST/SIG/CGL,ID Card No.S&T/0782/2020
58 | 027534-21-01618 dt. 05-01-2022 12:55:06by VENKATESH L | Issue-To User Depot (Consignee) | 002-ELECTRICAL - II | 0137-Fit & Forget Lead wire 4Mtrs 4mm dia | 539810200024 | FIT & FORGET LEAD WIRE 4 MTRS 4 MM DIA | To SSE/Sig/SPE Southern Railway against Reqn No. SN-21-1049350 dt. 05-01-2022 | 25.000Number | 10000 | Issued Through Shri. G.MEERAIH, ASST/SIG/SPE, ID Card No.S&T/0088/2020
59 | 027534-21-01619 dt. 05-01-2022 12:58:03by VENKATESH L | Issue-To User Depot (Consignee) | 002-ELECTRICAL - II | 0138-Fit & Forget Lead wire 3Mtrs 4mm dia | 539810200036 | FIT & FORGET LEAD WIRE 3 MTR 4 MM DIA | To SSE/Sig/SPE Southern Railway against Reqn No. SN-21-1049351 dt. 05-01-2022 | 25.000Number | 10000 | Issued Through Shri. G.MEERAIH, ASST/SIG/SPE, ID Card No.S&T/0088/2020
60 | 027534-21-01620 dt. 05-01-2022 12:59:13by VENKATESH L | Issue-To User Depot (Consignee) | 002-ELECTRICAL - II | 0139-Fit & Forget Lead wire 1.5Mtrs 4mm dia | 539810200048 | FIT & FORGET LEAD WIRE 1.5 MTR 4 MM DIA | To SSE/Sig/SPE Southern Railway against Reqn No. SN-21-1049353 dt. 05-01-2022 | 100.000Number | 40000 | Issued Through Shri. G.MEERAIH, ASST/SIG/SPE, ID Card No.S&T/0088/2020
61 | 027534-21-01621 dt. 05-01-2022 13:00:16by VENKATESH L | Issue-To User Depot (Consignee) | 002-ELECTRICAL - II | 0215-Fit & Forget Bond Wire 2 Mtrs 4mm dia | 539810200050 | FIT & FORGET BOND WIRE 2 MTRS 4MM DIA | To SSE/Sig/SPE Southern Railway against Reqn No. SN-21-1049356 dt. 05-01-2022 | 25.000Number | 10000 | Issued Through Shri. G.MEERAIH, ASST/SIG/SPE, ID Card No.S&T/0088/2020
62 | 027534-21-01622 dt. 05-01-2022 13:01:47by VENKATESH L | Issue-To User Depot (Consignee) | 002-ELECTRICAL - II | 0140-Fit & Forget Bond wire 1.5Mtrs 4mm dia | 556302890025 | FIT & FORGET BOND WIRE 1.5 Mtrs 4mm dia | To SSE/Sig/SPE Southern Railway against Reqn No. SN-21-1049359 dt. 05-01-2022 | 10.000Number | 4000 | Issued Through Shri. G.MEERAIH, ASST/SIG/SPE, ID Card No.S&T/0088/2020
63 | 027534-21-01623 dt. 05-01-2022 15:13:11by VENKATESH L | Issue-To User Depot (Consignee) | 001-ELECTRICAL I | 0081-110V DC MOTOR FOR IRS POINT MACHINE | 539829580021 | 110v DC motor with Gear Box IP 67 Type 160V AC immunity suitable for IRS point machine as per RDSO s.... | To SSE/SIG/MS Southern Railway against Reqn No. SN-21-1048616 dt. 04-01-2022 | 10.000Number | 295000 | ISSUED THROUGH SHRI. R.VENKATESH, DESIG: TECH/I/MS, ID CARD NO: S&T/0437/2020
64 | 027534-21-01624 dt. 05-01-2022 17:27:18by VENKATESH L | Issue-To User Depot (Consignee) | 001-ELECTRICAL I | 0058-CABLE PVC WIRE COIL 3/20 COPPER | 409002561998 | Cable PVC Wire Coil 3/20 Copper | To SSE/Sig/TBM Southern Railway against Reqn No. SN-21-1043957 dt. 04-01-2022 | 1.000Number | 1563.5 | ISSUED THROUGH SMT N.VASANTHA KUMARI, DESIG TECH/I/S/TBM, ID ACRD NO S&T/0592/2020
65 | 027534-21-01625 dt. 05-01-2022 17:29:10by VENKATESH L | Issue-To User Depot (Consignee) | 002-ELECTRICAL - II | 0137-Fit & Forget Lead wire 4Mtrs 4mm dia | 539810200024 | FIT & FORGET LEAD WIRE 4 MTRS 4 MM DIA | To SSE/Sig/TBM Southern Railway against Reqn No. SN-21-1046334 dt. 04-01-2022 | 25.000Number | 10000 | ISSUED THROUGH SMT N.VASANTHA KUMARI, DESIG TECH/I/S/TBM, ID ACRD NO S&T/0592/2020
66 | 027534-21-01626 dt. 05-01-2022 17:30:23by VENKATESH L | Issue-To User Depot (Consignee) | 002-ELECTRICAL - II | 0138-Fit & Forget Lead wire 3Mtrs 4mm dia | 539810200036 | FIT & FORGET LEAD WIRE 3 MTR 4 MM DIA | To SSE/Sig/TBM Southern Railway against Reqn No. SN-21-1046326 dt. 04-01-2022 | 25.000Number | 10000 | ISSUED THROUGH SMT N.VASANTHA KUMARI, DESIG TECH/I/S/TBM, ID ACRD NO S&T/0592/2020
67 | 027534-21-01627 dt. 05-01-2022 17:34:11by VENKATESH L | Issue-To User Depot (Consignee) | 002-ELECTRICAL - II | 0215-Fit & Forget Bond Wire 2 Mtrs 4mm dia | 539810200050 | FIT & FORGET BOND WIRE 2 MTRS 4MM DIA | To SSE/Sig/TBM Southern Railway against Reqn No. SN-21-1046378 dt. 04-01-2022 | 25.000Number | 10000 | ISSUED THROUGH SMT N.VASANTHA KUMARI, DESIG TECH/I/S/TBM, ID ACRD NO S&T/0592/2020
68 | 027534-21-01628 dt. 05-01-2022 17:42:15by VENKATESH L | Issue-To User Depot (Consignee) | 002-ELECTRICAL - II | 0139-Fit & Forget Lead wire 1.5Mtrs 4mm dia | 539810200048 | FIT & FORGET LEAD WIRE 1.5 MTR 4 MM DIA | To SSE/Sig/TBM Southern Railway against Reqn No. SN-21-1046355 dt. 04-01-2022 | 100.000Number | 40000 | ISSUED THROUGH SMT N.VASANTHA KUMARI, DESIG TECH/I/S/TBM, ID ACRD NO S&T/0592/2020
69 | 027534-21-01629 dt. 05-01-2022 17:43:59by VENKATESH L | Issue-To User Depot (Consignee) | 002-ELECTRICAL - II | 0140-Fit & Forget Bond wire 1.5Mtrs 4mm dia | 556302890025 | FIT & FORGET BOND WIRE 1.5 Mtrs 4mm dia | To SSE/Sig/TBM Southern Railway against Reqn No. SN-21-1046365 dt. 04-01-2022 | 10.000Number | 4000 | ISSUED THROUGH SMT N.VASANTHA KUMARI, DESIG TECH/I/S/TBM, ID ACRD NO S&T/0592/2020
70 | 027534-21-01630 dt. 05-01-2022 17:45:13by VENKATESH L | Issue-To User Depot (Consignee) | 001-ELECTRICAL I | 0056-CABLE PVC WIRE COIL 7/20 COPPER | 569894580184 | PVC WIRE COIL SINGLE CORE COPPER SIZE 7/20 | To SSE/Sig/TBM Southern Railway against Reqn No. SN-21-1049079 dt. 04-01-2022 | 1.000Number | 9086 | ISSUED THROUGH SMT N.VASANTHA KUMARI, DESIG TECH/I/S/TBM, ID ACRD NO S&T/0592/2020
71 | 027534-21-01631 dt. 06-01-2022 10:54:54 by VENKATESH L | Receipt-From Vendor | 001-ELECTRICAL I | 0042-CABLE PVC 12C X 1.5Sqmm (COPPER) | 56509959 | CABLE PVC INSULATED, ARMOURED, UNSCREENED, UNDERGROUND, RAILWAY SIGNALING COPPER CABLE OF SIZE 12Cx1.... | From M/s GOLKONDA ENGINEERING ENTERPRISES LIMITED-SECUNDERABAD against PO / Contract No. 82205703100248 dt. 30-06-2021 vide Challan No. 671 dt. 10-12-2021 | 12081.000Metre | 2318014.33 | DBR NO. 810, DBR PG 201, DBR DATE: 14/12/2021
72 | 027534-21-01633 dt. 06-01-2022 11:14:52by VENKATESH L | Issue-To User Depot (Consignee) | 001-ELECTRICAL I | 0023-BATTERY SECONDARY CELLS 120AH/2V UNCHARGED | 50541523 | LOW MAINTENANCE LEAD ACID STATIONARY SECONDARY CELLS 2V /120 AH TO SPECIFICATION.IRS:S-88/2004 or .... | To SSE/Sig/KPD.W Southern Railway against Reqn No. SN-21-1055202 dt. 06-01-2022 | 28.000Number | 104857.17 | ISSUED THROUGH M.SEENU, DESIG: HELPER/S/KPD/W, ID CARD NO. S&T/0866/2020
73 | 027534-21-01634 dt. 06-01-2022 11:17:22by VENKATESH L | Issue-To User Depot (Consignee) | 001-ELECTRICAL I | 0024-BATTERY SECONDARY CELLS 80AH/2V UNCHARGED | 50540324 | LOW MAINTENANCE LEAD ACID STATIONARY SECONDARY CELLS 2V/80AH CAPACITY AT 10 HRS RATE OF DISCHARGE.... | To SSE/Sig/KPD.W Southern Railway against Reqn No. SN-21-1055201 dt. 06-01-2022 | 50.000Number | 140319.65 | ISSUED THROUGH M.SEENU, DESIG: HELPER/S/KPD/W, ID CARD NO. S&T/0866/2020
74 | 027534-21-01635 dt. 06-01-2022 11:19:27by VENKATESH L | Issue-To User Depot (Consignee) | 004-Consumables | 0024-Epoxy Gel Coat Red | 539836410034 | EPOXY GEL COAT RED | To SSE/Sig/KPD.W Southern Railway against Reqn No. SN-21-1055216 dt. 06-01-2022 | 20.000Kilograms | 10450.08 | ISSUED THROUGH M.SEENU, DESIG: HELPER/S/KPD/W, ID CARD NO. S&T/0866/2020
75 | 027534-21-01636 dt. 06-01-2022 11:24:32by VENKATESH L | Issue-To User Depot (Consignee) | 002-ELECTRICAL - II | 0137-Fit & Forget Lead wire 4Mtrs 4mm dia | 539810200024 | FIT & FORGET LEAD WIRE 4 MTRS 4 MM DIA | To SSE/Sig/KPD.W Southern Railway against Reqn No. SN-21-1055206 dt. 06-01-2022 | 25.000Number | 10000 | ISSUED THROUGH M.SEENU, DESIG: HELPER/S/KPD/W, ID CARD NO. S&T/0866/2020
76 | 027534-21-01637 dt. 06-01-2022 11:25:52by VENKATESH L | Issue-To User Depot (Consignee) | 002-ELECTRICAL - II | 0139-Fit & Forget Lead wire 1.5Mtrs 4mm dia | 539810200048 | FIT & FORGET LEAD WIRE 1.5 MTR 4 MM DIA | To SSE/Sig/KPD.W Southern Railway against Reqn No. SN-21-1055208 dt. 06-01-2022 | 100.000Number | 40000 | ISSUED THROUGH M.SEENU, DESIG: HELPER/S/KPD/W, ID CARD NO. S&T/0866/2020
77 | 027534-21-01638 dt. 06-01-2022 11:27:18by VENKATESH L | Issue-To User Depot (Consignee) | 002-ELECTRICAL - II | 0138-Fit & Forget Lead wire 3Mtrs 4mm dia | 539810200036 | FIT & FORGET LEAD WIRE 3 MTR 4 MM DIA | To SSE/Sig/KPD.W Southern Railway against Reqn No. SN-21-1055203 dt. 06-01-2022 | 25.000Number | 10000 | ISSUED THROUGH M.SEENU, DESIG: HELPER/S/KPD/W, ID CARD NO. S&T/0866/2020
78 | 027534-21-01639 dt. 06-01-2022 11:29:30by VENKATESH L | Issue-To User Depot (Consignee) | 002-ELECTRICAL - II | 0215-Fit & Forget Bond Wire 2 Mtrs 4mm dia | 539810200050 | FIT & FORGET BOND WIRE 2 MTRS 4MM DIA | To SSE/Sig/KPD.W Southern Railway against Reqn No. SN-21-1055211 dt. 06-01-2022 | 25.000Number | 10000 | ISSUED THROUGH M.SEENU, DESIG: HELPER/S/KPD/W, ID CARD NO. S&T/0866/2020
79 | 027534-21-01640 dt. 06-01-2022 11:31:35by VENKATESH L | Issue-To User Depot (Consignee) | 002-ELECTRICAL - II | 0140-Fit & Forget Bond wire 1.5Mtrs 4mm dia | 556302890025 | FIT & FORGET BOND WIRE 1.5 Mtrs 4mm dia | To SSE/Sig/KPD.W Southern Railway against Reqn No. SN-21-1055209 dt. 06-01-2022 | 10.000Number | 4000 | ISSUED THROUGH M.SEENU, DESIG: HELPER/S/KPD/W, ID CARD NO. S&T/0866/2020
80 | 027534-21-01641 dt. 06-01-2022 11:35:49by VENKATESH L | Issue-To User Depot (Consignee) | 001-ELECTRICAL I | 0081-110V DC MOTOR FOR IRS POINT MACHINE | 539829580021 | 110v DC motor with Gear Box IP 67 Type 160V AC immunity suitable for IRS point machine as per RDSO s.... | To SSE/Sig/TVT Southern Railway against Reqn No. SN-21-1049830 dt. 05-01-2022 | 15.000Number | 442500 | ISSUED THROUGH SHRI K.ELAMURUGAN, DESIG: TECH/GR II/S/TVT, ID CARD NO. S&T/0135/2020
81 | 027534-21-01642 dt. 06-01-2022 11:39:46by VENKATESH L | Issue-To User Depot (Consignee) | 004-Consumables | 0034-Hydrometer Complete Set | 45174416 | HYDROMETER ASSEMBLY COMPLETE AS PER SEL DRG 126 CONSISTING OF (1) HYDROMETER GRADUATED FROM 1.100 TO.... | To SSE/Sig/TVT Southern Railway against Reqn No. SN-21-1044438 dt. 04-01-2022 | 4.000Set | 255.6 | ISSUED THROUGH SHRI K.ELAMURUGAN, DESIG: TECH/GR II/S/TVT, ID CARD NO. S&T/0135/2020
82 | 027534-21-01643 dt. 06-01-2022 11:57:48by VENKATESH L | Issue-To User Depot (Consignee) | 001-ELECTRICAL I | 0257-CR TEST PANEL FOR Q SERIES RELAY WITH DIGITAL MICRO OHM METER | 560605636491 | CR TEST PANEL FOR q SERIES RELAY WITH DIGITAL MICRO OHM METER | To SSE/Sig/TVT Southern Railway against Reqn No. SN-21-1054941 dt. 05-01-2022 | 2.000Number | 51244 | ISSUED THROUGH SHRI K.ELAMURUGAN, DESIG: TECH/GR II/S/TVT, ID CARD NO. S&T/0135/2020
83 | 027534-21-01644 dt. 06-01-2022 11:59:39by VENKATESH L | Issue-To User Depot (Consignee) | 001-ELECTRICAL I | 0066-ELECTRICAL IRS POINT MACHINE 143MM STROKE | 56301571 | ROTARY TYPE ELECTRICAL POINT MACHINE IRS 143MM STROKE | To SSE/Sig/TVT Southern Railway against Reqn No. SN-21-1054947 dt. 05-01-2022 | 2.000Number | 132150 | ISSUED THROUGH SHRI K.ELAMURUGAN, DESIG: TECH/GR II/S/TVT, ID CARD NO. S&T/0135/2020
84 | 027534-21-01645 dt. 06-01-2022 12:00:45by VENKATESH L | Issue-To User Depot (Consignee) | 003-MECHANICAL | 0025-ROTARY LOCKING TYPE POINT MACHINE GROUND CONNECTION 143MM STROKE | 56301704 | ROTARY LOCKING TYPE POINT MACHINE GROUND CONNECTION | To SSE/Sig/TVT Southern Railway against Reqn No. SN-21-1054950 dt. 05-01-2022 | 2.000Set | 27340 | ISSUED THROUGH SHRI K.ELAMURUGAN, DESIG: TECH/GR II/S/TVT, ID CARD NO. S&T/0135/2020
85 | 027534-21-01646 dt. 06-01-2022 12:01:43by VENKATESH L | Issue-To User Depot (Consignee) | 001-ELECTRICAL I | 0164-RELAY QTA2/UTA2 (2F-1B) WITH ACCESSORIES | 56450229 | RELAY AC IMMUNE PLUG IN TYPE STYLE QTA2/UTA2 CONFORMING TO BRS - 939A,BRS.966 (APPENDIX F-21) & IRS..... | To SSE/Sig/TVT Southern Railway against Reqn No. SN-21-1049786 dt. 05-01-2022 | 6.000Number | 22314.54 | ISSUED THROUGH SHRI K.ELAMURUGAN, DESIG: TECH/GR II/S/TVT, ID CARD NO. S&T/0135/2020
86 | 027534-21-01647 dt. 06-01-2022 12:02:49by VENKATESH L | Issue-To User Depot (Consignee) | 002-ELECTRICAL - II | 0137-Fit & Forget Lead wire 4Mtrs 4mm dia | 539810200024 | FIT & FORGET LEAD WIRE 4 MTRS 4 MM DIA | To SSE/Sig/TVT Southern Railway against Reqn No. SN-21-1044369 dt. 04-01-2022 | 25.000Number | 10000 | ISSUED THROUGH SHRI K.ELAMURUGAN, DESIG: TECH/GR II/S/TVT, ID CARD NO. S&T/0135/2020
87 | 027534-21-01648 dt. 06-01-2022 12:04:15by VENKATESH L | Issue-To User Depot (Consignee) | 002-ELECTRICAL - II | 0138-Fit & Forget Lead wire 3Mtrs 4mm dia | 539810200036 | FIT & FORGET LEAD WIRE 3 MTR 4 MM DIA | To SSE/Sig/TVT Southern Railway against Reqn No. SN-21-1044386 dt. 04-01-2022 | 25.000Number | 10000 | ISSUED THROUGH SHRI K.ELAMURUGAN, DESIG: TECH/GR II/S/TVT, ID CARD NO. S&T/0135/2020
88 | 027534-21-01649 dt. 06-01-2022 12:06:39by VENKATESH L | Issue-To User Depot (Consignee) | 002-ELECTRICAL - II | 0139-Fit & Forget Lead wire 1.5Mtrs 4mm dia | 539810200048 | FIT & FORGET LEAD WIRE 1.5 MTR 4 MM DIA | To SSE/Sig/TVT Southern Railway against Reqn No. SN-21-1044425 dt. 04-01-2022 | 100.000Number | 40000 | ISSUED THROUGH SHRI K.ELAMURUGAN, DESIG: TECH/GR II/S/TVT, ID CARD NO. S&T/0135/2020
89 | 027534-21-01650 dt. 06-01-2022 12:08:59by VENKATESH L | Issue-To User Depot (Consignee) | 002-ELECTRICAL - II | 0215-Fit & Forget Bond Wire 2 Mtrs 4mm dia | 539810200050 | FIT & FORGET BOND WIRE 2 MTRS 4MM DIA | To SSE/Sig/TVT Southern Railway against Reqn No. SN-21-1044327 dt. 04-01-2022 | 25.000Number | 10000 | ISSUED THROUGH SHRI K.ELAMURUGAN, DESIG: TECH/GR II/S/TVT, ID CARD NO. S&T/0135/2020
90 | 027534-21-01651 dt. 06-01-2022 12:13:14by VENKATESH L | Issue-To User Depot (Consignee) | 002-ELECTRICAL - II | 0140-Fit & Forget Bond wire 1.5Mtrs 4mm dia | 556302890025 | FIT & FORGET BOND WIRE 1.5 Mtrs 4mm dia | To SSE/Sig/TVT Southern Railway against Reqn No. SN-21-1044345 dt. 04-01-2022 | 10.000Number | 4000 | ISSUED THROUGH SHRI K.ELAMURUGAN, DESIG: TECH/GR II/S/TVT, ID CARD NO. S&T/0135/2020
91 | 027534-21-01652 dt. 06-01-2022 12:39:04by VENKATESH L | Issue-To User Depot (Consignee) | 001-ELECTRICAL I | 0043-CABLE PVC 19C X 1.5Sqmm (COPPER) | 56119033 | CABLE PVC INSULATED ARMOURED UNSCREENED RAILWAY SIGNALLING CABLE OF SIZE 19C x 1.5sqmm (REV 4.0) IRS.... | To SSE/Sig/BBQ Southern Railway against Reqn No. SN-21-1057297 dt. 06-01-2022 | 3064.000Metre | 892396.13 | ISSUED THROUGH SMT E. SELVI, DESIG: ASST/S/BBQ, ID CARD NO S&T/0372/2020
92 | 027534-21-01653 dt. 06-01-2022 12:40:11by VENKATESH L | Issue-To User Depot (Consignee) | 001-ELECTRICAL I | 0041-CABLE PVC 2C X 2.5Sqmm (COPPER) | 56119537 | PVC INSULATED CABLE FOR RAILWAY SIGNALLING HEAVY DUTY UNDER GROUND UNSCREENED ARMOUNED WITH GALVAN.... | To SSE/Sig/BBQ Southern Railway against Reqn No. SN-21-1056176 dt. 06-01-2022 | 200.000Metre | 14800 | ISSUED THROUGH SMT E. SELVI, DESIG: ASST/S/BBQ, ID CARD NO S&T/0372/2020
93 | 027534-21-01654 dt. 06-01-2022 12:43:56by VENKATESH L | Issue-To User Depot (Consignee) | 001-ELECTRICAL I | 0042-CABLE PVC 12C X 1.5Sqmm (COPPER) | 56509959 | PVC INSULATING CABLE FOR RAILWAY SIGNALLING HEAVY DUTY UNDER GROUND UNSCREENED ARMOURED WITH GALVANI.... | To SSE/Sig/BBQ Southern Railway against Reqn No. SN-21-1057254 dt. 06-01-2022 | 3036.000Metre | 582526.43 | ISSUED THROUGH SMT E. SELVI, DESIG: ASST/S/BBQ, ID CARD NO S&T/0372/2020
94 | 027534-21-01655 dt. 06-01-2022 12:45:45by VENKATESH L | Issue-To User Depot (Consignee) | 003-MECHANICAL | 0046-GI Pipe 100mm Dia | 539825241013 | GI pipe 100 mm dia 4.5mm thick | To SSE/Sig/BBQ Southern Railway against Reqn No. SN-21-1045131 dt. 04-01-2022 | 30.000Metre | 25164 | ISSUED THROUGH SMT E. SELVI, DESIG: ASST/S/BBQ, ID CARD NO S&T/0372/2020
95 | 027534-21-01656 dt. 06-01-2022 12:48:55by VENKATESH L | Issue-To User Depot (Consignee) | 001-ELECTRICAL I | 0116-DWC PIPE WITH COUPLER (103.5MM DIA) | 623500980059 | DWC Pipe [Inner Dia 103.5mm & Outer Dia-120mm] WITH COUPLER FOR EVERY 6 MTRS | To SSE/Sig/BBQ Southern Railway against Reqn No. SN-21-1045060 dt. 04-01-2022 | 78.000Metre | 20529.6 | ISSUED THROUGH SMT E. SELVI, DESIG: ASST/S/BBQ, ID CARD NO S&T/0372/2020
96 | 027534-21-01657 dt. 06-01-2022 12:59:56by VENKATESH L | Issue-To User Depot (Consignee) | 002-ELECTRICAL - II | 0137-Fit & Forget Lead wire 4Mtrs 4mm dia | 539810200024 | FIT & FORGET LEAD WIRE 4 MTRS 4 MM DIA | To SSE/Sig/KPD.E Southern Railway against Reqn No. SN-21-1054317 dt. 05-01-2022 | 50.000Number | 20000 | ISSUED THROUGH SHRI.J.SARATH KUMAR, DESIG: ASST/S/KPD (EAST), ID CARD S&T/0513/2020
97 | 027534-21-01658 dt. 06-01-2022 13:01:23by VENKATESH L | Issue-To User Depot (Consignee) | 002-ELECTRICAL - II | 0139-Fit & Forget Lead wire 1.5Mtrs 4mm dia | 539810200048 | FIT & FORGET LEAD WIRE 1.5 MTR 4 MM DIA | To SSE/Sig/KPD.E Southern Railway against Reqn No. SN-21-1054362 dt. 05-01-2022 | 200.000Number | 80000 | ISSUED THROUGH SHRI.J.SARATH KUMAR, DESIG: ASST/S/KPD (EAST), ID CARD S&T/0513/2020
98 | 027534-21-01659 dt. 06-01-2022 13:02:40by VENKATESH L | Issue-To User Depot (Consignee) | 002-ELECTRICAL - II | 0140-Fit & Forget Bond wire 1.5Mtrs 4mm dia | 556302890025 | FIT & FORGET BOND WIRE 1.5 Mtrs 4mm dia | To SSE/Sig/KPD.E Southern Railway against Reqn No. SN-21-1054412 dt. 05-01-2022 | 20.000Number | 8000 | ISSUED THROUGH SHRI.J.SARATH KUMAR, DESIG: ASST/S/KPD (EAST), ID CARD S&T/0513/2020
99 | 027534-21-01660 dt. 06-01-2022 13:03:44by VENKATESH L | Issue-To User Depot (Consignee) | 002-ELECTRICAL - II | 0138-Fit & Forget Lead wire 3Mtrs 4mm dia | 539810200036 | FIT & FORGET LEAD WIRE 3 MTR 4 MM DIA | To SSE/Sig/KPD.E Southern Railway against Reqn No. SN-21-1054329 dt. 05-01-2022 | 50.000Number | 20000 | ISSUED THROUGH SHRI.J.SARATH KUMAR, DESIG: ASST/S/KPD (EAST), ID CARD S&T/0513/2020
100 | 027534-21-01661 dt. 06-01-2022 13:06:29by VENKATESH L | Issue-To User Depot (Consignee) | 002-ELECTRICAL - II | 0215-Fit & Forget Bond Wire 2 Mtrs 4mm dia | 539810200050 | FIT & FORGET BOND WIRE 2 MTRS 4MM DIA | To SSE/Sig/KPD.E Southern Railway against Reqn No. SN-21-1054417 dt. 05-01-2022 | 50.000Number | 20000 | ISSUED THROUGH SHRI.J.SARATH KUMAR, DESIG: ASST/S/KPD (EAST), ID CARD S&T/0513/2020
101 | 027534-21-01662 dt. 06-01-2022 13:08:23by VENKATESH L | Issue-To User Depot (Consignee) | 001-ELECTRICAL I | 0151-LED FOR ROUTE | 56468027 | ROUTE LED SIGNAL LIGHTING UNIT 100V AC RE-PROFITABLE IN EXISTING CLS HOUSING AND COMPATIBLE WITH AC .... | To SSE/Sig/KPD.E Southern Railway against Reqn No. SN-21-1054428 dt. 05-01-2022 | 3.000Number | 16841.2 | ISSUED THROUGH SHRI.J.SARATH KUMAR, DESIG: ASST/S/KPD (EAST), ID CARD S&T/0513/2020
102 | 027534-21-01663 dt. 06-01-2022 13:16:23by VENKATESH L | Issue-To User Depot (Consignee) | 002-ELECTRICAL - II | 0137-Fit & Forget Lead wire 4Mtrs 4mm dia | 539810200024 | FIT & FORGET LEAD WIRE 4 MTRS 4 MM DIA | To SSE/Sig/JTJ Southern Railway against Reqn No. SN-21-1052093 dt. 05-01-2022 | 25.000Number | 10000 | ISSUED THROUGH SHRI MUKESH KUMAR, DESIG: TECH/III/S/JTJ, ID CARD NO S&T/1213/2020
103 | 027534-21-01664 dt. 06-01-2022 13:17:11by VENKATESH L | Issue-To User Depot (Consignee) | 002-ELECTRICAL - II | 0138-Fit & Forget Lead wire 3Mtrs 4mm dia | 539810200036 | FIT & FORGET LEAD WIRE 3 MTR 4 MM DIA | To SSE/Sig/JTJ Southern Railway against Reqn No. SN-21-1052123 dt. 05-01-2022 | 25.000Number | 10000 | ISSUED THROUGH SHRI MUKESH KUMAR, DESIG: TECH/III/S/JTJ, ID CARD NO S&T/1213/2020
104 | 027534-21-01665 dt. 06-01-2022 13:17:51by VENKATESH L | Issue-To User Depot (Consignee) | 001-ELECTRICAL I | 0081-110V DC MOTOR FOR IRS POINT MACHINE | 539829580021 | 110v DC motor with Gear Box IP 67 Type 160V AC immunity suitable for IRS point machine as per RDSO s.... | To SSE/Sig/JTJ Southern Railway against Reqn No. SN-21-1052022 dt. 05-01-2022 | 5.000Number | 147500 | ISSUED THROUGH SHRI MUKESH KUMAR, DESIG: TECH/III/S/JTJ, ID CARD NO S&T/1213/2020
105 | 027534-21-01666 dt. 06-01-2022 13:27:07by VENKATESH L | Issue-To User Depot (Consignee) | 001-ELECTRICAL I | 0089-FUSE ND 2 AMPS | 539811130029 | FUSE ND 2 Amps | To SSE/SIG/AJJ-E Southern Railway against Reqn No. SN-21-1056591 dt. 06-01-2022 | 20.000Number | 893.2 | ISSUED THROUHG SHRI. P.KANDEEBAN, DESIG: HELPER/S/AJJ/W, ID CARD NO S&T/0885/2020
106 | 027534-21-01667 dt. 06-01-2022 13:30:02by VENKATESH L | Issue-To User Depot (Consignee) | 001-ELECTRICAL I | 0068-EARTHING ELECTRODE WITH ACCESSORIES | 549006110030 | Earth Electrode with Acessoried As Per Drawing No. SG/SN/02/13 | To SSE/SIG/AJJ-E Southern Railway against Reqn No. SN-21-1056481 dt. 06-01-2022 | 16.000Number | 47968 | ISSUED THROUHG SHRI. P.KANDEEBAN, DESIG: HELPER/S/AJJ/W, ID CARD NO S&T/0885/2020
107 | 027534-21-01668 dt. 06-01-2022 13:31:39by VENKATESH L | Issue-To User Depot (Consignee) | 001-ELECTRICAL I | 0161-RELAY QN1 (8F-8B) WITH ACCESSORIES | 56508116 | RELAY QN1 8F/8B PLUG IN TYPE | To SSE/SIG/AJJ-E Southern Railway against Reqn No. SN-21-1056607 dt. 06-01-2022 | 6.000Number | 38732.46 | ISSUED THROUHG SHRI. P.KANDEEBAN, DESIG: HELPER/S/AJJ/W, ID CARD NO S&T/0885/2020
108 | 027534-21-01669 dt. 06-01-2022 13:33:36by VENKATESH L | Issue-To User Depot (Consignee) | 004-Consumables | 0018-Drill Bit 7.2mm | 72081181 | DRILL TWIST H.S.S. STRAIGHT SHANK JOBBERS" 7.2 MM TO IS: 5101/1969, 5099/1983. | To SSE/SIG/AJJ-E Southern Railway against Reqn No. SN-21-1056514 dt. 06-01-2022 | 40.000Number | 1874 | ISSUED THROUGH SHRI. P.KANDEEBAN, DESIG: HELPER/S/AJJ/W, ID CARD NO S&T/0885/2020
109 | 027534-21-01670 dt. 06-01-2022 13:44:42by VENKATESH L | Issue-To User Depot (Consignee) | 001-ELECTRICAL I | 0255-MPP Film AC Capacitor of 36 Micro farad, 600VAC, 50Hz, +/- 5% Tolerance | 528100030023 | MPP Film AC Capacitor of 36 Micro farad, 600VAC, 50Hz, +/- 5% Tolerance | To SSE/SIG/TRT Southern Railway against Reqn No. SN-21-1056858 dt. 06-01-2022 | 10.000Number | 2778.9 | ISSUEDTHROUGH SHRI. T.SURESH, DESIG: HELPER/S/TRT, ID CARD NO S&T/09/2020
110 | 027534-21-01671 dt. 06-01-2022 13:46:34by VENKATESH L | Issue-To User Depot (Consignee) | 002-ELECTRICAL - II | 0137-Fit & Forget Lead wire 4Mtrs 4mm dia | 539810200024 | FIT & FORGET LEAD WIRE 4 MTRS 4 MM DIA | To SSE/SIG/TRT Southern Railway against Reqn No. SN-21-1056761 dt. 06-01-2022 | 25.000Number | 10000 | ISSUEDTHROUGH SHRI. T.SURESH, DESIG: HELPER/S/TRT, ID CARD NO S&T/09/2020
111 | 027534-21-01672 dt. 06-01-2022 13:47:46by VENKATESH L | Issue-To User Depot (Consignee) | 002-ELECTRICAL - II | 0138-Fit & Forget Lead wire 3Mtrs 4mm dia | 539810200036 | FIT & FORGET LEAD WIRE 3 MTR 4 MM DIA | To SSE/SIG/TRT Southern Railway against Reqn No. SN-21-1056774 dt. 06-01-2022 | 25.000Number | 10000 | ISSUEDTHROUGH SHRI. T.SURESH, DESIG: HELPER/S/TRT, ID CARD NO S&T/09/2020
112 | 027534-21-01673 dt. 06-01-2022 13:50:23by VENKATESH L | Issue-To User Depot (Consignee) | 002-ELECTRICAL - II | 0139-Fit & Forget Lead wire 1.5Mtrs 4mm dia | 539810200048 | FIT & FORGET LEAD WIRE 1.5 MTR 4 MM DIA | To SSE/SIG/TRT Southern Railway against Reqn No. SN-21-1056801 dt. 06-01-2022 | 100.000Number | 40000 | ISSUEDTHROUGH SHRI. T.SURESH, DESIG: HELPER/S/TRT, ID CARD NO S&T/09/2020
113 | 027534-21-01674 dt. 06-01-2022 13:52:03by VENKATESH L | Issue-To User Depot (Consignee) | 002-ELECTRICAL - II | 0215-Fit & Forget Bond Wire 2 Mtrs 4mm dia | 539810200050 | FIT & FORGET BOND WIRE 2 MTRS 4MM DIA | To SSE/SIG/TRT Southern Railway against Reqn No. SN-21-1056819 dt. 06-01-2022 | 25.000Number | 10000 | ISSUEDTHROUGH SHRI. T.SURESH, DESIG: HELPER/S/TRT, ID CARD NO S&T/09/2020
114 | 027534-21-01675 dt. 06-01-2022 13:52:58by VENKATESH L | Issue-To User Depot (Consignee) | 001-ELECTRICAL I | 0081-110V DC MOTOR FOR IRS POINT MACHINE | 539829580021 | 110v DC motor with Gear Box IP 67 Type 160V AC immunity suitable for IRS point machine as per RDSO s.... | To SSE/SIG/TRT Southern Railway against Reqn No. SN-21-1058593 dt. 06-01-2022 | 3.000Number | 88500 | ISSUEDTHROUGH SHRI. T.SURESH, DESIG: HELPER/S/TRT, ID CARD NO S&T/09/2020
115 | 027534-21-01676 dt. 06-01-2022 13:54:48by VENKATESH L | Issue-To User Depot (Consignee) | 001-ELECTRICAL I | 0068-EARTHING ELECTRODE WITH ACCESSORIES | 549006110030 | Earth Electrode with Acessoried As Per Drawing No. SG/SN/02/13 | To SSE/SIG/TRT Southern Railway against Reqn No. SN-21-1058588 dt. 06-01-2022 | 24.000Number | 71952 | ISSUEDTHROUGH SHRI. T.SURESH, DESIG: HELPER/S/TRT, ID CARD NO S&T/09/2020
116 | 027534-21-01677 dt. 06-01-2022 13:56:01by VENKATESH L | Issue-To User Depot (Consignee) | 002-ELECTRICAL - II | 0140-Fit & Forget Bond wire 1.5Mtrs 4mm dia | 556302890025 | FIT & FORGET BOND WIRE 1.5 Mtrs 4mm dia | To SSE/SIG/TRT Southern Railway against Reqn No. SN-21-1056829 dt. 06-01-2022 | 10.000Number | 4000 | ISSUEDTHROUGH SHRI. T.SURESH, DESIG: HELPER/S/TRT, ID CARD NO S&T/09/2020
117 | 027534-21-01678 dt. 06-01-2022 13:57:16by VENKATESH L | Issue-To User Depot (Consignee) | 001-ELECTRICAL I | 0186-RELAY LED ECR QECX-61 WITH ACCESSORIES | 560603087327 | RELAY LED ECR QECX-61 [4F/4B] | To SSE/SIG/TRT Southern Railway against Reqn No. SN-21-1056916 dt. 06-01-2022 | 10.000Number | 52915.46 | ISSUEDTHROUGH SHRI. T.SURESH, DESIG: HELPER/S/TRT, ID CARD NO S&T/09/2020
118 | 027534-21-01679 dt. 06-01-2022 14:15:25by VENKATESH L | Issue-To User Depot (Consignee) | 002-ELECTRICAL - II | 0137-Fit & Forget Lead wire 4Mtrs 4mm dia | 539810200024 | FIT & FORGET LEAD WIRE 4 MTRS 4 MM DIA | To SSE/SIG/AJJ-W Southern Railway against Reqn No. SN-21-1055978 dt. 06-01-2022 | 25.000Number | 10000 | Issued through Shri. K.I Vittal Rao, Desig: Helper/S/AJJ W, ID card No. S&T/0816/2020
119 | 027534-21-01680 dt. 06-01-2022 14:20:00by VENKATESH L | Issue-To User Depot (Consignee) | 002-ELECTRICAL - II | 0138-Fit & Forget Lead wire 3Mtrs 4mm dia | 539810200036 | FIT & FORGET LEAD WIRE 3 MTR 4 MM DIA | To SSE/SIG/AJJ-W Southern Railway against Reqn No. SN-21-1055911 dt. 06-01-2022 | 25.000Number | 10000 | Issued through Shri.K.I,Vittal Rao, Desig: Helper/S/AJJ W, ID Card No S&T/0816/2020
120 | 027534-21-01681 dt. 06-01-2022 14:21:08by VENKATESH L | Issue-To User Depot (Consignee) | 002-ELECTRICAL - II | 0139-Fit & Forget Lead wire 1.5Mtrs 4mm dia | 539810200048 | FIT & FORGET LEAD WIRE 1.5 MTR 4 MM DIA | To SSE/SIG/AJJ-W Southern Railway against Reqn No. SN-21-1055932 dt. 06-01-2022 | 100.000Number | 40000 | Issued through Shri.K.I,Vittal Rao, Desig: Helper/S/AJJ W, ID Card No S&T/0816/2020
121 | 027534-21-01682 dt. 06-01-2022 14:22:48by VENKATESH L | Issue-To User Depot (Consignee) | 002-ELECTRICAL - II | 0215-Fit & Forget Bond Wire 2 Mtrs 4mm dia | 539810200050 | FIT & FORGET BOND WIRE 2 MTRS 4MM DIA | To SSE/SIG/AJJ-W Southern Railway against Reqn No. SN-21-1056011 dt. 06-01-2022 | 25.000Number | 10000 | Issued through Shri.K.I,Vittal Rao, Desig: Helper/S/AJJ W, ID Card No S&T/0816/2020
122 | 027534-21-01683 dt. 06-01-2022 14:24:02by VENKATESH L | Issue-To User Depot (Consignee) | 002-ELECTRICAL - II | 0140-Fit & Forget Bond wire 1.5Mtrs 4mm dia | 556302890025 | FIT & FORGET BOND WIRE 1.5 Mtrs 4mm dia | To SSE/SIG/AJJ-W Southern Railway against Reqn No. SN-21-1056032 dt. 06-01-2022 | 10.000Number | 4000 | Issued through Shri.K.I,Vittal Rao, Desig: Helper/S/AJJ W, ID Card No S&T/0816/2020
123 | 027534-21-01684 dt. 06-01-2022 14:25:14by VENKATESH L | Issue-To User Depot (Consignee) | 001-ELECTRICAL I | 0211-TLD BOX FRP | 565094395007 | FRP Type Track Lead Junction Box. | To SSE/SIG/AJJ-W Southern Railway against Reqn No. SN-21-1055228 dt. 06-01-2022 | 10.000Number | 10960 | Issued through Shri.K.I.Vittal Rao, Desig: Helper/S/AJJ W, ID Card No S&T/0816/2020
124 | 027534-21-01685 dt. 06-01-2022 16:07:31by VENKATESH L | Issue-To User Depot (Consignee) | 002-ELECTRICAL - II | 0086-TPWS EUROBALISE (Fixed, Infill & Switchable) | 555400100125 | TPWS EUROBALISE (Fixed, Infill & Switchable) | To SSE/Sig/TVT Southern Railway against Reqn No. SN-21-1044254 dt. 04-01-2022 | 1.000Number | 128798 | ISSUED THROUGH SHRI. K.RAMESH, DESIG: SR. TECH/S/TPWS, ID CARD NO S&T/0046/2020
125 | 027534-21-01686 dt. 07-01-2022 12:16:51by VENKATESH L | Initial Stock | 002- ELECTRICAL - II | 0216- AC to DC Converter to monitor 110VAC Analog inputs in the existing RTU's | 565094803572 | AC to DC Converter to monitor 110VAC Analog inputs in the existing RTUs | Old Existing Stock in Books taken on this Computerized Ledger | 0.000Number | 0
126 | 027534-21-01632 dt. 07-01-2022 12:17:56 by VENKATESH L | Receipt-From Vendor | 002-ELECTRICAL - II | 0216-AC to DC Converter to monitor 110VAC Analog inputs in the existing RTU's | 565094803572 | AC to DC Converter to monitor 110VAC Analog inputs in the existing RTU's | From M/s EFFTRONICS SYSTEMS PRIVATE LIMITED-MANGALAGIRI GUNTUR against PO / Contract No. 90215995101258 dt. 22-10-2021 vide Challan No. EFF/SAL/21-22/COR/NOV/068A dt. 23-11-2021 | 50.000Number | 88500 | DBR NO 775, DBR PG 190, DBR DATE: 29.11.2021
127 | 027534-21-01687 dt. 07-01-2022 12:20:15by VENKATESH L | Initial Stock | 002- ELECTRICAL - II | 0217- AC to DC Converter to monitor 230VAC Analog inputs in the existing RTU's | 565094803584 | AC to DC Converter to monitor 230VAC Analog inputs in the existing RTUs | Old Existing Stock in Books taken on this Computerized Ledger | 0.000Number | 0
128 | 027534-21-01688 dt. 07-01-2022 12:27:32 by VENKATESH L | Receipt-From Vendor | 002-ELECTRICAL - II | 0217-AC to DC Converter to monitor 230VAC Analog inputs in the existing RTU's | 565094803584 | AC to DC Converter to Monitor 230VAC Analog inputs in the existing RTU's | From M/s EFFTRONICS SYSTEMS PRIVATE LIMITED-MANGALAGIRI GUNTUR against PO / Contract No. 90215995101258 dt. 22-10-2021 vide Challan No. EFF/SAL/21-22/COR/N0V/068A dt. 23-11-2021 | 100.000Number | 177000 | DBR No.776, Page No.190 dt.29.11.2021
129 | 027534-21-01689 dt. 07-01-2022 12:42:00 by VENKATESH L | Receipt-Shop Mfrd. / Old Demand | 001-ELECTRICAL I | 0080-OCTAGONAL BOOM FOR EOLB (MFT MAKE) | 539851050021 | Octaganal Boom for EOLB Gaate (MFT Make) | From 094456-CWM (S&T)/MFT Southern Railway against Reqn No. dt. vide Issue Note No. 21/07/36 dt. 20-11-2021 | 8.000Set | 96800 | DBR No.756, Page No.186 dt.23.11.2021
130 | 027534-21-01690 dt. 07-01-2022 12:44:50 by VENKATESH L | Receipt-Shop Mfrd. / Old Demand | 001-ELECTRICAL I | 0080-OCTAGONAL BOOM FOR EOLB (MFT MAKE) | 539851050021 | Octaganal Boom for EOLB Gaate (MFT Make) | From 094456-CWM (S&T)/MFT Southern Railway against Reqn No. dt. vide Issue Note No. 21/11/05 dt. 20-11-2021 | 12.000Set | 145200 | DBR No.757, Page No.186 dt.23.11.2021
131 | 027534-21-01691 dt. 07-01-2022 12:53:11 by VENKATESH L | Receipt-Shop Mfrd. / Old Demand | 001-ELECTRICAL I | 0207-TRACK FEED BATTERY CHARGER 110V/2-8V/10A | 549801610122 | TRACK FEED BATTERY CHARGERS 110VAC/2-8VDC/10Amps | From 094456-CWM (S&T)/MFT Southern Railway against Reqn No. dt. vide Issue Note No. 21/07/37 dt. 20-11-2021 | 50.000Number | 305950 | DBR No.758, Page No.186 dt.23.11.2021
132 | 027534-21-01692 dt. 07-01-2022 13:05:01 by VENKATESH L | Receipt-Shop Mfrd. / Old Demand | 001-ELECTRICAL I | 0207-TRACK FEED BATTERY CHARGER 110V/2-8V/10A | 549801610122 | TRACK FEED BATTERY CHARGERS 110VAC/2-8VDC/10Amps | From 094456-CWM (S&T)/MFT Southern Railway against Reqn No. dt. vide Issue Note No. 21/09/15 dt. 20-11-2021 | 50.000Number | 487897.5 | DBR No.759, Page No.186 dt.23.11.2021
133 | 027534-21-01693 dt. 07-01-2022 13:30:16 by VENKATESH L | Receipt-Shop Mfrd. / Old Demand | 001-ELECTRICAL I | 0074-ELECTRICAL IRS POINT MACHINE TOOLKIT | 565094825567 | Electrical Point Machine IRS Tool Kit | From 017425-SSE/EMA-II/PTJ Southern Railway against Reqn No. dt. vide Issue Note No. 01783 dt. 25-11-2021 | 2.000Number | 6002 | DBR No.773, Page No.190 dt.26.11.2021
134 | 027534-21-01694 dt. 07-01-2022 13:45:11by VENKATESH L | Initial Stock | 002- ELECTRICAL - II | 0218- On - Board testing tools along with necessary software tools for TPWS | 555400100198 | On - Board testing tools along with necessary software tools for analysing On - Board Data informat.... | Old Existing Stock in Books taken on this Computerized Ledger | 0.000Number | 0
135 | 027534-21-01695 dt. 07-01-2022 13:50:27 by VENKATESH L | Receipt-Shop Mfrd. / Old Demand | 002-ELECTRICAL - II | 0218-On - Board testing tools along with necessary software tools for TPWS | 555400100198 | On - Board testing tools along with necessary software tools for analysing On - Board Data informat.... | From 090840-SSE/ST/MW/CN/PER Southern Railway against Reqn No. dt. vide Issue Note No. M/1867 dt. 16-12-2021 | 1.000Number | 400000 | DBR No.811, Page No.202 dt.16.12.2021
136 | 027534-21-01696 dt. 07-01-2022 13:59:15 by VENKATESH L | Receipt-From Vendor | 001-ELECTRICAL I | 0059-DIGITAL MULTIMETER RISHABH MAKE MODEL 18S | 430200021416 | Digital Multimeter with cable set spare fuse , safeety cover with belt battery , user manual all ac.... | From M/s UNITED MACHINERY CORPORATION-KOLKATA against PO / Contract No. 90215989101179 dt. 02-10-2021 vide Challan No. 166/21-22 dt. 13-12-2021 | 1.000Number | 11754.64 | DBR No.813 (a), Page No.204 dt.18.12.2021
137 | 027534-21-01697 dt. 07-01-2022 14:06:04 by VENKATESH L | Receipt-From Vendor | 001-ELECTRICAL I | 0059-DIGITAL MULTIMETER RISHABH MAKE MODEL 18S | 430200021416 | Digital Multimeter with cable set spare fuse , safeety cover with belt battery , user manual all acc.... | From M/s UNITED MACHINERY CORPORATION-KOLKATA against PO / Contract No. 90215989101179 dt. 02-10-2021 vide Challan No. 166/21-22 dt. 13-12-2021 | 1.000Number | 11754.64 | DBR No.813 (b) Page No.204 dt.18.12.2021
138 | 027534-21-01698 dt. 07-01-2022 14:13:48 by VENKATESH L | Receipt-From Vendor | 001-ELECTRICAL I | 0059-DIGITAL MULTIMETER RISHABH MAKE MODEL 18S | 430200021416 | Digital Multimeter with cable set spare fuse ,safety cover with belt battery , user manual all acce.... | From M/s UNITED MACHINERY CORPORATION-KOLKATA against PO / Contract No. 90215989101179 dt. 02-10-2021 vide Challan No. 166/21-22 dt. 13-12-2021 | 1.000Number | 11754.64 | DBR No.813 (C) Page No.204 dt.18.12.2021
139 | 027534-21-01699 dt. 07-01-2022 14:20:29 by VENKATESH L | Receipt-From Vendor | 001-ELECTRICAL I | 0059-DIGITAL MULTIMETER RISHABH MAKE MODEL 18S | 430200021416 | Digital Multimeter with cable set spare fuse ,safety cover with belt battery , user manual all acce.... | From M/s UNITED MACHINERY CORPORATION-KOLKATA against PO / Contract No. 90215989101179 dt. 02-10-2021 vide Challan No. 166/21-22 dt. 13-12-2021 | 1.000Number | 11754.64 | DBR No.813 (d), Page No.204 dt.18.12.2021
140 | 027534-21-01700 dt. 07-01-2022 14:27:25 by VENKATESH L | Receipt-From Vendor | 001-ELECTRICAL I | 0059-DIGITAL MULTIMETER RISHABH MAKE MODEL 18S | 430200021416 | Digital Multimeter with cable set spare fuse ,safeety cover with belt battery , user manual all acc.... | From M/s UNITED MACHINERY CORPORATION-KOLKATA against PO / Contract No. 90215989101179 dt. 02-10-2021 vide Challan No. 166/21-22 dt. 13-12-2021 | 2.000Number | 23509.28 | DBR No.813 (e), Page No.204 dt.18.12.2021
141 | 027534-21-01701 dt. 07-01-2022 14:36:28 by VENKATESH L | Receipt-From Vendor | 004-Consumables | 0040-Insulation for D Bracket (Set's) Nylon | 539812690020 | D' Bracket insulation for IRS Type Point machine Made of Nylon -66 As per RDSO Specification No.IRS-.... | From M/s SUNEEL HI TECH-PUNE against PO / Contract No. 90216341101359 dt. 04-11-2021 vide Challan No. 037/2021-22 dt. 27-11-2021 | 30.000Set | 4536 | DBR No.814, Page No.204 dt.18.12.2021
142 | 027534-21-01702 dt. 07-01-2022 14:39:39 by VENKATESH L | Receipt-Stores Depot-S1313 Reqn | 001-ELECTRICAL I | 0066-ELECTRICAL IRS POINT MACHINE 143MM STROKE | 56301571 | ROTARY TYPE ELECTRICAL POINT MACHINE IRS 143MM STROKE | From SSD/PTJ Southern Railway against Reqn No. SN21878732 dt. 19-11-2021 vide Issue Note No. 11-01-01884 dt. 20-12-2021 | 10.000Number | 660750 | DBR No.815, Page No.205 dt.21.12.2021
143 | 027534-21-01703 dt. 07-01-2022 14:41:11 by VENKATESH L | Receipt-Stores Depot-S1313 Reqn | 003-MECHANICAL | 0025-ROTARY LOCKING TYPE POINT MACHINE GROUND CONNECTION 143MM STROKE | 56301704 | ROTARY LOCKING TYPE POINT MACHINE GROUND CONNECTION | From SSD/PTJ Southern Railway against Reqn No. SN21878738 dt. 19-11-2021 vide Issue Note No. 11-01-01885 dt. 20-12-2021 | 10.000Set | 136700 | DBR No.816, Page No.205 dt.21.12.2021
144 | 027534-21-01704 dt. 07-01-2022 15:00:56 by VENKATESH L | Receipt-Shop Mfrd. / Old Demand | 001-ELECTRICAL I | 0074-ELECTRICAL IRS POINT MACHINE TOOLKIT | 565094825567 | Electrical Point Machine IRS Tool Kit | From 018338-DyCMM/S&T/WS/PTJ Southern Railway against Reqn No. dt. vide Issue Note No. 01884 dt. 20-12-2021 | 1.000Number | 3001 | DBR No.817, Page No.205 dt.21.12.2021
145 | 027534-21-01705 dt. 07-01-2022 18:14:13by VENKATESH L | Issue-For End Use | 003-MECHANICAL | 0046-GI Pipe 100mm Dia | 539825241013 | GI pipe 100 mm dia 4.5mm thick | To SSE/S/SRM/PER UDM Adjustment qty By mistake item added two times material supplied by E Tech solution vide DBR no 593, Pg 140, DBR date 17/09/2021 Southern Railway against Reqn No. NA dt. for UDM Adjustment qty By mistake item added two times material supplied by E Tech solution vide DBR no 593, Pg 140, DBR date 17/09/2021 | 150.000Metre | 125820 | UDM Adjustment qty By mistake item added two times material supplied by E Tech solution vide DBR no 593, Pg 140, DBR date 17/09/2021 Cancelled vide Voucher No. 027534-21-01706 dt. 07-01-2022
146 | 027534-21-01706 dt. 07-01-2022 18:20:01by VENKATESH L | Write-Back Issue | 003-MECHANICAL | 0046-GI Pipe 100mm Dia | 539825241013 | GI pipe 100 mm dia 4.5mm thick | Write-Back/Cancellation of earlier Issue Note No. 027534-21-01705 dt.07-01-2022 ( To SSE/S/SRM/PER UDM Adjustment qty By mistake item added two times material supplied by E Tech solution vide DBR no 593, Pg 140, DBR date 17/09/2021 Southern Railway against Reqn No. NA dt. for UDM Adjustment qty By mistake item added two times material supplied by E Tech solution vide DBR no 593, Pg 140, DBR date 17/09/2021 ) | -150.000Metre | -125820 | Wrong Entry made
147 | 027534-21-01707 dt. 07-01-2022 18:28:19by VENKATESH L | Issue-For End Use | 003-MECHANICAL | 0046-GI Pipe 100mm Dia | 539825241013 | GI pipe 100 mm dia 4.5mm thick | To SSE/S/SRM/PER UDM Adjustment qty By mistake item added two times material supplied by E Tech solution vide DBR no 572, Pg 134, DBR date 06/09/2021, RO no. 0599 dt 06/10/2021 & 00913 dt 09/11/2021 Southern Railway against Reqn No. NA dt. for UDM Adjustment qty By mistake item added two times material supplied by E Tech solution vide DBR no 572, Pg 134, DBR date 06/09/2021, RO no. 0599 dt 06/10/2021 & 00913 dt 09/11/2021 | 150.000Metre | 125820 | UDM Adjustment qty By mistake item added two times material supplied by E Tech solution vide DBR no 572, Pg 134, DBR date 06/09/2021, RO no. 0599 dt 06/10/2021 & 00913 dt 09/11/2021
148 | 027534-21-01708 dt. 08-01-2022 11:00:09 by VENKATESH L | Receipt-Stores Depot-S1313 Reqn | 001-ELECTRICAL I | 0134-LED MAIN ASPECT RED | 56468039 | RED aspect Main LED signal, 110 V AC Retrofitable in existing CLS Housing and compatible with AC LED.... | From GSD/PER Southern Railway against Reqn No. SN21911722 dt. 30-11-2021 vide Issue Note No. 03-02-01620 dt. 04-01-2022 | 16.000Number | 139035.84 | DBR No.831, Page No.209 dt.05.01.2022
149 | 027534-21-01709 dt. 08-01-2022 11:03:26 by VENKATESH L | Receipt-Stores Depot-S1313 Reqn | 001-ELECTRICAL I | 0130-LED MAIN ASPECT GREEN | 56468040 | GREENaspect Main LED signal, 110 V AC Retrofitable in existing CLS Housing and compatible with AC LE.... | From GSD/PER Southern Railway against Reqn No. SN21911763 dt. 30-11-2021 vide Issue Note No. 03-02-01624 dt. 04-01-2022 | 16.000Number | 157814.4 | DBR No.832, Page No.209 dt.05.01.2022
150 | 027534-21-01710 dt. 08-01-2022 11:05:58 by VENKATESH L | Receipt-Stores Depot-S1313 Reqn | 001-ELECTRICAL I | 0120-LED MAIN ASPECT YELLOW | 56468052 | YELLOW aspect Main LED signal, 110 V AC Retrofitable in existing CLS Housing and compatible with AC .... | From GSD/PER Southern Railway against Reqn No. SN21911740 dt. 30-11-2021 vide Issue Note No. 03-02-01625 dt. 04-01-2022 | 16.000Number | 138938.56 | DBR No.833, Page No.209 dt.05.01.2022
151 | 027534-21-01711 dt. 08-01-2022 11:07:45 by VENKATESH L | Receipt-Stores Depot-S1313 Reqn | 001-ELECTRICAL I | 0151-LED FOR ROUTE | 56468027 | ROUTE LED SIGNAL LIGHTING UNIT 100V AC RE-PROFITABLE IN EXISTING CLS HOUSING AND COMPATIBLE WITH AC .... | From GSD/PER Southern Railway against Reqn No. SN21872977 dt. 17-11-2021 vide Issue Note No. 03-02-01621 dt. 04-01-2022 | 40.000Number | 224167.2 | DBR No.834, Page No.209 dt.05.01.2022
152 | 027534-21-01712 dt. 08-01-2022 11:35:29 by VENKATESH L | Receipt-Stores Depot-S1313 Reqn | 001-ELECTRICAL I | 0168-RELAY QSPA1 (8F-4B) WITH ACCESSORIES | 56450217 | RELAYS -SPECIAL TYPE- METAL TO CARBON -QSPAI- CONFIRMATION SPECN. BRS.933A. | From GSD/PER Southern Railway against Reqn No. SN21746980 dt. 07-10-2021 vide Issue Note No. 03-02-01626 dt. 04-01-2022 | 20.000Number | 96088.8 | DBR No.835, Page No.210 dt.05.01.2022
153 | 027534-21-01713 dt. 08-01-2022 11:37:01 by VENKATESH L | Receipt-Stores Depot-S1313 Reqn | 001-ELECTRICAL I | 0164-RELAY QTA2/UTA2 (2F-1B) WITH ACCESSORIES | 56450229 | RELAY AC IMMUNE PLUG IN TYPE STYLE QTA2/UTA2 CONFORMING TO BRS - 939A,BRS.966 (APPENDIX F-21) & IRS..... | From GSD/PER Southern Railway against Reqn No. SN21911813 dt. 30-11-2021 vide Issue Note No. 03-02-01623 dt. 04-01-2022 | 16.000Number | 59505.44 | DBR No.836, Page No.210 dt.05.01.2022
154 | 027534-21-01714 dt. 08-01-2022 11:38:20 by VENKATESH L | Receipt-Stores Depot-S1313 Reqn | 001-ELECTRICAL I | 0217-VOLTAGE STABILIZER 230V/3KVA | 56163034 | VOLTAGE STABILIZERS 3 KVA / 230 V SINGLE PHASE, SHELF MOUNTING, STATIC, FERRO RESONANT TYPE, STABIL.... | From GSD/PER Southern Railway against Reqn No. SN21911828 dt. 30-11-2021 vide Issue Note No. 03-02-01622 dt. 04-01-2022 | 2.000Number | 62599.62 | DBR No.837, Page No.210 dt.05.01.2022
155 | 027534-21-01715 dt. 08-01-2022 11:40:35 by VENKATESH L | Receipt-Stores Depot-S1313 Reqn | 001-ELECTRICAL I | 0022-BATTERY SECONDARY CELLS 200AH/2V UNCHARGED | 50550081 | LOW MAINTENANCE LEAD ACID STATIONARY SECONDARY CELLS 2V/ 200AH CAPACITY AT 10 HRS. RATE OF DISCHARG.... | From GSD/PER Southern Railway against Reqn No. SN21757603 dt. 11-10-2021 vide Issue Note No. 03-02-01628 dt. 05-01-2022 | 89.000Number | 477296.32 | DBR No.838, Page No.210 dt.05.01.2022
156 | 027534-21-01716 dt. 08-01-2022 11:46:09 by VENKATESH L | Receipt-Shop Mfrd. / Old Demand | 001-ELECTRICAL I | 0061-ELECTRICAL POINT MACHINE 220MM STROKE | 563047180021 | IRS POINT MACHINE 220MM STROKE | From 017425-SSE/EMA-II/PTJ Southern Railway against Reqn No. EMA II/NS/11/21-22 dt. 07-01-2022 vide Issue Note No. EMA II/NS/11/21-22 dt. 07-01-2022 | 16.000Number | 1115840 | DBR No.841, Page No.211 dt.07.01.2022
157 | 027534-21-01717 dt. 08-01-2022 11:53:35 by VENKATESH L | Receipt-Shop Mfrd. / Old Demand | 001-ELECTRICAL I | 0074-ELECTRICAL IRS POINT MACHINE TOOLKIT | 565094825567 | Electrical Point Machine IRS Tool Kit | From 017425-SSE/EMA-II/PTJ Southern Railway against Reqn No. EMA II/NS/11/21-22 dt. 06-01-2022 vide Issue Note No. EMA II/NS/11/21-22 dt. 06-01-2022 | 2.000Number | 6002 | DBR No.841(a), Page No.211 dt.07.01.2022
158 | 027534-21-01718 dt. 08-01-2022 11:59:08 by VENKATESH L | Receipt-Shop Mfrd. / Old Demand | 001-ELECTRICAL I | 0238-GROUND CONNECTION OF 220MM STROKE IRS POINT MACHINE PTJ MAKE | 563000011681 | Ground connection for 220mm stroke point machine | From 017425-SSE/EMA-II/PTJ Southern Railway against Reqn No. FS/NS/22/2021-22 dt. 06-01-2022 vide Issue Note No. FS/NS/22/2021-22 dt. 06-01-2022 | 16.000Set | 750480 | DBR No.842, Page No.211 dt.07.01.2022
159 | 027534-21-01719 dt. 08-01-2022 13:07:25by VENKATESH L | Issue-To User Depot (Consignee) | 002-ELECTRICAL - II | 0049-AFTC ABB Tapper Pin 12mm | 539849380013 | TAPPER PIN FOR AFTC 12MM | To SSE/Sig/SPE Southern Railway against Reqn No. SN-21-1063761 dt. 07-01-2022 | 200.000Number | 12469.2 | Issued Through Shri. J.VENKATAPRASAD, ASST/SIG/SPE, ID Crad No.S&T/0094/2020
160 | 027534-21-01720 dt. 08-01-2022 13:08:32by VENKATESH L | Issue-To User Depot (Consignee) | 001-ELECTRICAL I | 0186-RELAY LED ECR QECX-61 WITH ACCESSORIES | 560603087327 | RELAY LED ECR QECX-61 [4F/4B] | To SSE/Sig/SPE Southern Railway against Reqn No. SN-21-1063740 dt. 07-01-2022 | 10.000Number | 52915.46 | Issued Through Shri. J.VENKATAPRASAD, ASST/SIG/SPE, ID Crad No.S&T/0094/2020
161 | 027534-21-01721 dt. 08-01-2022 13:09:59by VENKATESH L | Issue-To User Depot (Consignee) | 001-ELECTRICAL I | 0034-CONDENSER 10000 MFD 50V | 560605284574 | Condenser 10000 MFD 50V | To SSE/Sig/SPE Southern Railway against Reqn No. SN-21-1063615 dt. 07-01-2022 | 50.000Number | 4350 | Issued Through Shri. J.VENKATAPRASAD, ASST/SIG/SPE, ID Crad No.S&T/0094/2020
162 | 027534-21-01722 dt. 08-01-2022 13:11:43by VENKATESH L | Issue-To User Depot (Consignee) | 001-ELECTRICAL I | 0032-CONDENSER 2200 MFD 50V | 560605830027 | Condenser 2200 MFD 50V | To SSE/Sig/SPE Southern Railway against Reqn No. SN-21-1063695 dt. 07-01-2022 | 20.000Number | 422 | Issued Through Shri. J.VENKATAPRASAD, ASST/SIG/SPE, ID Crad No.S&T/0094/2020
163 | 027534-21-01723 dt. 08-01-2022 13:12:57by VENKATESH L | Issue-To User Depot (Consignee) | 004-Consumables | 0008-Channel Bond Pin | 56507641 | CHANNEL BOND PIN SINGLE GROOVE 7 mm DIA FOR 4 mm DIA BOND WIRE TO IRS-S-17-75 AND RDSO DRG NO.S.69m | To SSE/Sig/SPE Southern Railway against Reqn No. SN-21-1063635 dt. 07-01-2022 | 500.000Number | 953.5 | Issued Through Shri. J.VENKATAPRASAD, ASST/SIG/SPE, ID Crad No.S&T/0094/2020
164 | 027534-21-01724 dt. 08-01-2022 13:21:47by VENKATESH L | Issue-To User Depot (Consignee) | 002-ELECTRICAL - II | 0216-AC to DC Converter to monitor 110VAC Analog inputs in the existing RTU's | 565094803572 | AC to DC Converter to monitor 110VAC Analog inputs in the existing RTUs | To SSE/Sig/SPE Southern Railway against Reqn No. SN-21-1063815 dt. 07-01-2022 | 10.000Number | 17700 | Issued Through Shri. J.VENKATAPRASAD, ASST/SIG/SPE, ID Crad No.S&T/0094/2020
165 | 027534-21-01725 dt. 08-01-2022 13:23:00by VENKATESH L | Issue-To User Depot (Consignee) | 002-ELECTRICAL - II | 0217-AC to DC Converter to monitor 230VAC Analog inputs in the existing RTU's | 565094803584 | AC to DC Converter to monitor 230VAC Analog inputs in the existing RTUs | To SSE/Sig/SPE Southern Railway against Reqn No. SN-21-1063921 dt. 07-01-2022 | 10.000Number | 17700 | Issued Through Shri. J.VENKATAPRASAD, ASST/SIG/SPE, ID Crad No.S&T/0094/2020
166 | 027534-21-01726 dt. 08-01-2022 13:24:20by VENKATESH L | Issue-To User Depot (Consignee) | 001-ELECTRICAL I | 0056-CABLE PVC WIRE COIL 7/20 COPPER | 569894580184 | PVC WIRE COIL SINGLE CORE COPPER SIZE 7/20 | To SSE/Sig/SPE Southern Railway against Reqn No. SN-21-1063718 dt. 07-01-2022 | 1.000Number | 9086 | Issued Through Shri. J.VENKATAPRASAD, ASST/SIG/SPE, ID Crad No.S&T/0094/2020
167 | 027534-21-01741 dt. 11-01-2022 11:53:33by VENKATESH L | Issue-To User Depot (Consignee) | 002-ELECTRICAL - II | 0215-Fit & Forget Bond Wire 2 Mtrs 4mm dia | 539810200050 | FIT & FORGET BOND WIRE 2 MTRS 4MM DIA | To SSE/S/TMV Southern Railway against Reqn No. SN-21-1048993 dt. 04-01-2022 | 25.000Number | 10000 | Issue through Shri. Girraj Prasad Meena, Desig: Asst/S/TMV, ID Card NO. S&T/0561/2020
168 | 027534-21-01742 dt. 11-01-2022 11:55:36by VENKATESH L | Issue-To User Depot (Consignee) | 002-ELECTRICAL - II | 0139-Fit & Forget Lead wire 1.5Mtrs 4mm dia | 539810200048 | FIT & FORGET LEAD WIRE 1.5 MTR 4 MM DIA | To SSE/S/TMV Southern Railway against Reqn No. SN-21-1048966 dt. 04-01-2022 | 100.000Number | 40000 | Issue through Shri. Girraj Prasad Meena, Desig: Asst/S/TMV, ID Card NO. S&T/0561/2020
169 | 027534-21-01743 dt. 11-01-2022 11:56:57by VENKATESH L | Issue-To User Depot (Consignee) | 002-ELECTRICAL - II | 0138-Fit & Forget Lead wire 3Mtrs 4mm dia | 539810200036 | FIT & FORGET LEAD WIRE 3 MTR 4 MM DIA | To SSE/S/TMV Southern Railway against Reqn No. SN-21-1048983 dt. 04-01-2022 | 25.000Number | 10000 | Issue through Shri. Girraj Prasad Meena, Desig: Asst/S/TMV, ID Card NO. S&T/0561/2020
170 | 027534-21-01744 dt. 11-01-2022 11:58:26by VENKATESH L | Issue-To User Depot (Consignee) | 002-ELECTRICAL - II | 0137-Fit & Forget Lead wire 4Mtrs 4mm dia | 539810200024 | FIT & FORGET LEAD WIRE 4 MTRS 4 MM DIA | To SSE/S/TMV Southern Railway against Reqn No. SN-21-1048974 dt. 04-01-2022 | 25.000Number | 10000 | Issue through Shri. Girraj Prasad Meena, Desig: Asst/S/TMV, ID Card NO. S&T/0561/2020
171 | 027534-21-01745 dt. 11-01-2022 12:18:06by VENKATESH L | Issue-To User Depot (Consignee) | 001-ELECTRICAL I | 0129-DIGITAL EARTH RESISTANCE TESTER | 539838080025 | DIGITAL EARTH RESISTANCE TESTER | To SSE/S/TMV Southern Railway against Reqn No. SN-21-1075179 dt. 10-01-2022 | 2.000Number | 14125.71 | Issued through Shri. Girraj Prasad Meena, Desig: Asst/S/TMV, ID Card. S&T/0561/2020
172 | 027534-21-01746 dt. 11-01-2022 12:57:37by VENKATESH L | Issue-For End Use | 004-Consumables | 0091-Filtering Half Mask Air Pollution Mask With Nose Clip | 823000010357 | Filtering Half Mask-Air Pollution Mask With Nose Clip N95 | To Issued to staff of SSE/S/SRM/PER Southern Railway against Reqn No. NA dt. for Issued to staff of SSE/S/SRM/PER as covid precaution | 47.000Number | 329 | Issued to staff of SSE/S/SRM/PER as covid precaution
173 | 027534-21-01747 dt. 11-01-2022 13:26:07by VENKATESH L | Issue-To User Depot (Consignee) | 002-ELECTRICAL - II | 0138-Fit & Forget Lead wire 3Mtrs 4mm dia | 539810200036 | FIT & FORGET LEAD WIRE 3 MTR 4 MM DIA | To Dy.CSTE/P/MS (Sub-Depot: 01-CDMS/Proj/PER) Southern Railway against Reqn No. SN-21-1077835 dt. 11-01-2022 | 100.000Number | 40000 | Issued through Shri. G.Raja, Desig: Helper/S/P/MS, ID Card No. S&T/0145/2019
174 | 027534-21-01748 dt. 11-01-2022 13:27:50by VENKATESH L | Issue-To User Depot (Consignee) | 002-ELECTRICAL - II | 0137-Fit & Forget Lead wire 4Mtrs 4mm dia | 539810200024 | FIT & FORGET LEAD WIRE 4 MTRS 4 MM DIA | To Dy.CSTE/P/MS (Sub-Depot: 01-CDMS/Proj/PER) Southern Railway against Reqn No. SN-21-1074047 dt. 10-01-2022 | 100.000Number | 40000 | Issued through Shri. G.Raja, Desig: Helper/S/P/MS, ID Card No. S&T/0145/2019
175 | 027534-21-01749 dt. 11-01-2022 14:54:01by VENKATESH L | Issue-To User Depot (Consignee) | 002-ELECTRICAL - II | 0137-Fit & Forget Lead wire 4Mtrs 4mm dia | 539810200024 | FIT & FORGET LEAD WIRE 4 MTRS 4 MM DIA | To Dy.CSTE/P/MS (Sub-Depot: 01-CDMS/Proj/PER) Southern Railway against Reqn No. SN-21-1077858 dt. 11-01-2022 | 25.000Number | 10000 | Issued throuugh Shri. G.Raja, Desig: Helper/S/P/MS, ID card no. S&T/0145/2019
176 | 027534-21-01750 dt. 11-01-2022 15:32:47by VENKATESH L | Issue-To User Depot (Consignee) | 003-MECHANICAL | 0046-GI Pipe 100mm Dia | 539825241013 | GI pipe 100 mm dia 4.5mm thick | To SSE/Sig/TRL Southern Railway against Reqn No. SN-21-1078700 dt. 11-01-2022 | 568.000Metre | 476438.4 | Issued through Smt. V.Geetha, Desig: Tech/I/S/TRL, ID card No. S&T/0319/2020
177 | 027534-21-01751 dt. 11-01-2022 15:34:39by VENKATESH L | Issue-To User Depot (Consignee) | 001-ELECTRICAL I | 0042-CABLE PVC 12C X 1.5Sqmm (COPPER) | 56509959 | PVC INSULATING CABLE FOR RAILWAY SIGNALLING HEAVY DUTY UNDER GROUND UNSCREENED ARMOURED WITH GALVANI.... | To SSE/Sig/TRL Southern Railway against Reqn No. SN-21-1078710 dt. 11-01-2022 | 2003.000Metre | 384321.62 | Issued through Smt. V.Geetha, Desig: Tech/I/S/TRL, ID card No. S&T/0319/2020
178 | 027534-21-01752 dt. 11-01-2022 15:39:44by VENKATESH L | Issue-To User Depot (Consignee) | 001-ELECTRICAL I | 0043-CABLE PVC 19C X 1.5Sqmm (COPPER) | 56119033 | CABLE PVC INSULATED ARMOURED UNSCREENED RAILWAY SIGNALLING CABLE OF SIZE 19C x 1.5sqmm (REV 4.0) IRS.... | To SSE/Sig/TRL Southern Railway against Reqn No. SN-21-1078724 dt. 11-01-2022 | 2533.000Metre | 737741.32 | Issued through Smt. V.Geetha, Desig: Tech/I/S/TRL, ID card No. S&T/0319/2020
179 | 027534-21-01753 dt. 11-01-2022 15:57:18by VENKATESH L | Issue-To User Depot (Consignee) | 001-ELECTRICAL I | 0043-CABLE PVC 19C X 1.5Sqmm (COPPER) | 56119033 | CABLE PVC INSULATED ARMOURED UNSCREENED RAILWAY SIGNALLING CABLE OF SIZE 19C x 1.5sqmm (REV 4.0) IRS.... | To SSE/SIG/TRT Southern Railway against Reqn No. SN-21-1070428 dt. 10-01-2022 | 4931.000Metre | 1436163.61 | ISSUE THROUGH SHRI. SUK DEV SHAH, DESIG: HELPER/S/TRT, ID CARD NO S&T/0935/2020
180 | 027534-21-01754 dt. 11-01-2022 15:59:00by VENKATESH L | Issue-To User Depot (Consignee) | 001-ELECTRICAL I | 0042-CABLE PVC 12C X 1.5Sqmm (COPPER) | 56509959 | PVC INSULATING CABLE FOR RAILWAY SIGNALLING HEAVY DUTY UNDER GROUND UNSCREENED ARMOURED WITH GALVANI.... | To SSE/SIG/TRT Southern Railway against Reqn No. SN-21-1070451 dt. 10-01-2022 | 3000.000Metre | 575619 | ISSUE THROUGH SHRI. SUK DEV SHAH, DESIG: HELPER/S/TRT, ID CARD NO S&T/0935/2020
181 | 027534-21-01755 dt. 11-01-2022 16:00:49by VENKATESH L | Issue-To User Depot (Consignee) | 001-ELECTRICAL I | 0040-CABLE PVC 2C X 25Sqmm (Alu) | 56509960 | - CABLE PVC INSULATED ARMOURED UN SCREENED UNDER GROUND POWER CABLE OF SIZE 2C x 25sqmm ALUMINIUM IR.... | To SSE/SIG/TRT Southern Railway against Reqn No. SN-21-1070442 dt. 10-01-2022 | 994.000Metre | 92451.94 | ISSUE THROUGH SHRI. SUK DEV SHAH, DESIG: HELPER/S/TRT, ID CARD NO S&T/0935/2020
182 | 027534-21-01756 dt. 12-01-2022 10:56:14by VENKATESH L | Issue-To User Depot (Consignee) | 001-ELECTRICAL I | 0024-BATTERY SECONDARY CELLS 80AH/2V UNCHARGED | 50540324 | LOW MAINTENANCE LEAD ACID STATIONARY SECONDARY CELLS 2V/80AH CAPACITY AT 10 HRS RATE OF DISCHARGE.... | To SSE/Sig/MSB Southern Railway against Reqn No. SN-21-1078339 dt. 11-01-2022 | 40.000Number | 112255.72 | ISSUED THROUGH SHRI. M.MICHEAL RAJ, DESIG: TECH/II/S/MSB, ID CARD S&T/0249/2020
183 | 027534-21-01757 dt. 12-01-2022 10:56:38by VENKATESH L | Issue-To User Depot (Consignee) | 001-ELECTRICAL I | 0022-BATTERY SECONDARY CELLS 200AH/2V UNCHARGED | 50550081 | LOW MAINTENANCE LEAD ACID STATIONARY SECONDARY CELLS 2V/ 200AH CAPACITY AT 10 HRS. RATE OF DISCHARG.... | To SSE/Sig/MSB Southern Railway against Reqn No. SN-21-1078939 dt. 11-01-2022 | 55.000Number | 294446.57 | ISSUED THROUGH SHRI. M.MICHEAL RAJ, DESIG: TECH/II/S/MSB, ID CARD S&T/0249/2020
184 | 027534-21-01758 dt. 12-01-2022 13:00:30by VENKATESH L | Initial Stock | 002- ELECTRICAL - II | 0219- FIRE ALARM HEAT AND SMOKE MULTI SENSOR | 569003540050 | FIRE ALARM HEAT AND SMOKE MULTI SENSOR AS PER RDSO /SPN/217/2018 VER-2.0 | Old Existing Stock in Books taken on this Computerized Ledger | 1089.000Number | 6751800
185 | 027534-21-01759 dt. 12-01-2022 13:07:12by VENKATESH L | Initial Stock | 002- ELECTRICAL - II | 0220- FIRE ALARM PROBE TYPE BI-METALLIC FIXED TEMPERATURE HEAT DETECTOR | 569003550031 | FIRE ALARM PROBE TYPE BI-METALIC FIXED TEMPERATURE HEAT DETECTOR AS PER RDSO/SPN/217/2018 VER 2.0 | Old Existing Stock in Books taken on this Computerized Ledger | 45.000Number | 427500
186 | 027534-21-01760 dt. 12-01-2022 13:10:20by VENKATESH L | Initial Stock | 002- ELECTRICAL - II | 0221- FIRE ALARM ASPIRATING (AIR SAMPLING) TYPE SMOKE DETECTOR | 563000011899 | FIRE ALARM ASPIRATING (AIR SAMPLING )TYPE SMOKE DETECTOR AS PER RDSO/SPN/217/2018/Ver - 2 | Old Existing Stock in Books taken on this Computerized Ledger | 30.000Number | 13650000
187 | 027534-21-01761 dt. 12-01-2022 13:16:21by VENKATESH L | Initial Stock | 002- ELECTRICAL - II | 0222- FIRE ALARM ANALOGUE CONTROLLER FOR LHS CABLE | 569003010073 | FIRE ALARM ANALOGUE CONTROLLER FOR LHS CABLE AS PER RDSO/SPN/217/2018/ Ver - 2 | Old Existing Stock in Books taken on this Computerized Ledger | 114.000Number | 9804000
188 | 027534-21-01762 dt. 12-01-2022 15:30:09by VENKATESH L | Issue-To User Depot (Consignee) | 002-ELECTRICAL - II | 0062-BAND-IT Tape TPWS | 555400100101 | BAND - IT TAPE 3/4 (TPWS)(1 No = 30.48Mtrs) | To SSE/Sig/TVT Southern Railway against Reqn No. SN-21-1080974 dt. 12-01-2022 | 1.000Number | 4630 | ISSUED THROUGH SHRI.K.RAMESH, DESIG: SR.TECH/S/TPWS/MAS, ID CARD NO. S&T/0046/2020
189 | 027534-21-01763 dt. 12-01-2022 16:17:39by VENKATESH L | Issue-To User Depot (Consignee) | 001-ELECTRICAL I | 0116-DWC PIPE WITH COUPLER (103.5MM DIA) | 623500980059 | DWC Pipe [Inner Dia 103.5mm & Outer Dia-120mm] WITH COUPLER FOR EVERY 6 MTRS | To SSE/Sig/BBQ Southern Railway against Reqn No. SN-21-1082356 dt. 12-01-2022 | 84.000Metre | 22108.8 | ISSUED THROUGH KUM. JIJAJASMINE.S.S, DESIG:TECH/III/S/BBQ, ID CARD NO S&T/1201/2020
190 | 027534-21-01764 dt. 12-01-2022 16:20:11by VENKATESH L | Issue-To User Depot (Consignee) | 001-ELECTRICAL I | 0043-CABLE PVC 19C X 1.5Sqmm (COPPER) | 56119033 | CABLE PVC INSULATED ARMOURED UNSCREENED RAILWAY SIGNALLING CABLE OF SIZE 19C x 1.5sqmm (REV 4.0) IRS.... | To SSE/Sig/BBQ Southern Railway against Reqn No. SN-21-1082413 dt. 12-01-2022 | 1008.000Metre | 293582.02 | ISSUED THROUGH KUM. JIJAJASMINE.S.S, DESIG:TECH/III/S/BBQ, ID CARD NO S&T/1201/2020
191 | 027534-21-01765 dt. 12-01-2022 16:21:42by VENKATESH L | Issue-To User Depot (Consignee) | 001-ELECTRICAL I | 0042-CABLE PVC 12C X 1.5Sqmm (COPPER) | 56509959 | PVC INSULATING CABLE FOR RAILWAY SIGNALLING HEAVY DUTY UNDER GROUND UNSCREENED ARMOURED WITH GALVANI.... | To SSE/Sig/BBQ Southern Railway against Reqn No. SN-21-1082206 dt. 12-01-2022 | 2019.000Metre | 387391.59 | ISSUED THROUGH KUM. JIJAJASMINE.S.S, DESIG:TECH/III/S/BBQ, ID CARD NO S&T/1201/2020
192 | 027534-21-01766 dt. 12-01-2022 16:45:58by VENKATESH L | Issue-To User Depot (Consignee) | 001-ELECTRICAL I | 0093-ELB LC GATE ALUMINIUM BOOM OF SIZES | 569005440022 | ELB Aluminium Booms of Sizes (PTJ Design) | To SSE/Sig/BBQ Southern Railway against Reqn No. SN-21-1046027 dt. 04-01-2022 | 2.000Number | 118570 | ISSUED THROUGH KUM JINAJASMINE, DESIG: TECH/III/S/BBQ, ID CARD NO S&T/1201/2020
193 | 027534-21-01767 dt. 12-01-2022 17:41:01by VENKATESH L | Initial Stock | 002- ELECTRICAL - II | 0223- FIRE ALARM ANALOGUE ADDRESSABLE AND RESETTABLE MANUAL CALL POINT WITH BACK BOX | 861600960026 | FIRE ALARM ANALOGUE ADDRESSABLE AND RESETTABLE MANUAL CALL POINT WITH BACK BOX AS PER RDSO/SPN/217/.... | Old Existing Stock in Books taken on this Computerized Ledger | 425.000Number | 2337500
194 | 027534-21-01768 dt. 12-01-2022 17:44:40by VENKATESH L | Initial Stock | 002- ELECTRICAL - II | 0224- FIRE ALARM ZONE INTERFACE MODULE WITH IN BUILT ISOLATOR | 569003580035 | FIRE ALARM ZONE INTERFACE MODULE WITH IN BUILT ISOLATOR AS PER RDSO/SPN/217/2018-VER 2 | Old Existing Stock in Books taken on this Computerized Ledger | 114.000Number | 570000
195 | 027534-21-01769 dt. 12-01-2022 17:48:48by VENKATESH L | Initial Stock | 002- ELECTRICAL - II | 0225- FIRE ALARM AUDIO VISUAL ALARM (HOOTER AND STROBE) WITH BACK BOX | 569003530032 | FIRE ALARM AUDIO VISUAL ALARM (HOOTER AND STROBE) WITH BACK BOX AS PER RDSO/SPN/217/2018 VER - 2.0 | Old Existing Stock in Books taken on this Computerized Ledger | 222.000Number | 1665000
196 | 027534-21-01770 dt. 12-01-2022 17:54:31by VENKATESH L | Initial Stock | 002- ELECTRICAL - II | 0226- FIRE ALARM CONTROL MODULE WITH BACKBOX | 569003510057 | FIRE ALARM CONTROL MODULE WITH BACKBOX WITH IN BUILT ISOLATOR AS PER RDSO/SPN/217/2018-VER 2.0 | Old Existing Stock in Books taken on this Computerized Ledger | 196.000Number | 1078000
197 | 027534-21-01771 dt. 12-01-2022 17:58:56by VENKATESH L | Initial Stock | 002- ELECTRICAL - II | 0227- FIRE ALARM GSM MODULE | 569003530044 | FIRE ALARM GSM INTERFACE MODULE FOR INTERFACING WITH CONTROL PANEL AS PER RDSO/SPN/217/2018-VER 3.0 .... | Old Existing Stock in Books taken on this Computerized Ledger | 114.000Number | 3135000
198 | 027534-21-01772 dt. 12-01-2022 18:03:13by VENKATESH L | Initial Stock | 002- ELECTRICAL - II | 0228- FIRE ALARM UV/IR FLAME DETECTOR | 569003570030 | FIRE ALARM UV/IR FLAME DETECTOR AS PER RDSO/SPN/217/2018/Ver - 2 | Old Existing Stock in Books taken on this Computerized Ledger | 43.000Number | 2979900
199 | 027534-21-01773 dt. 12-01-2022 18:08:05by VENKATESH L | Initial Stock | 002- ELECTRICAL - II | 0229- FIRE ALARM RESETTABLE TYPE ANALOGUE TYPE LHS CABLE | 567912550075 | FIRE ALARM RESETTABLE TYPE ANALOGUE LHS CABLE AS PER RDSO/SPN/217/2018-VER 2.0 | Old Existing Stock in Books taken on this Computerized Ledger | 8500.000Metre | 7140000
200 | 027534-21-01774 dt. 12-01-2022 18:12:36by VENKATESH L | Initial Stock | 002- ELECTRICAL - II | 0230- FIRE ALARM NETWORKABLE SINGLE LOOP ADDRESSABLE FIRE ALARM CONTROL PANEL | 569003010085 | FIRE ALARM NETWORKABLE SINGLE LOOP ADDRESSABLE FIRE ALARM CONTROL PANEL AS PER RDSO/SPN/217/2018-VER.... | Old Existing Stock in Books taken on this Computerized Ledger | 104.000Number | 14196000
201 | 027534-21-01775 dt. 12-01-2022 18:14:50by VENKATESH L | Initial Stock | 002- ELECTRICAL - II | 0231- FIRE ALARM EOL | 569003520038 | FIRE ALARM EOL AS PER RDSO/SPN/217/2018/VER - 2 | Old Existing Stock in Books taken on this Computerized Ledger | 114.000Number | 231420
202 | 027534-21-01776 dt. 12-01-2022 18:18:30by VENKATESH L | Initial Stock | 002- ELECTRICAL - II | 0232- FIRE ALARM RELAY MODULE WITH BACKBOX | 569003560048 | FIRE ALARM RELAY MODULE WITH BACK BOX AND ACESSORIES AS PER RDSO/SPN/217/2018-VER 2.0 | Old Existing Stock in Books taken on this Computerized Ledger | 104.000Number | 305760
203 | 027534-21-01777 dt. 12-01-2022 18:20:53by VENKATESH L | Initial Stock | 002- ELECTRICAL - II | 0233- FIRE ALARM FAULT ISOLATOR WITH BACKBOX | 569005120027 | FIRE ALARM FAULT ISOLATOR WITH BACK BOX AS PER RDSO/SPN/217/2018-VER 2.0 | Old Existing Stock in Books taken on this Computerized Ledger | 384.000Number | 1478400
204 | 027534-21-01778 dt. 12-01-2022 18:25:25by VENKATESH L | Initial Stock | 002- ELECTRICAL - II | 0234- FIRE ALARM FIRE SURVIVAL INTEGRITY CABLE 2CX1.5 SQ. MM UNARMOURED | 569003030023 | FIRE ALARM FIRE SURVIVAL INTEGRITY CABLE 2C X 1.5 SQMM UNARMOURED AS PER RDSO/SPN/217/2018-VER 2.0 | Old Existing Stock in Books taken on this Computerized Ledger | 17900.000Metre | 1816850
205 | 027534-21-01779 dt. 13-01-2022 15:00:52by VENKATESH L | Issue-To User Depot (Consignee) | 004-Consumables | 0040-Insulation for D Bracket (Set's) Nylon | 539812690020 | INSULATION FOR D BRACKET (Sets) NYLON | To SSE/Sig/TVT Southern Railway against Reqn No. SN-21-1079560 dt. 11-01-2022 | 10.000Set | 1176.52 | ISSUE THROUGH SHRI.K.ELAMURUGAN, DESIG: TECH/II/S/TVT, ID CARD NO S&T/0135/2020
206 | 027534-21-01780 dt. 13-01-2022 15:02:27by VENKATESH L | Issue-To User Depot (Consignee) | 003-MECHANICAL | 0023-E TYPE LOCK | 551200010789 | E -TYPE LOCK | To SSE/Sig/TVT Southern Railway against Reqn No. SN-21-1077178 dt. 11-01-2022 | 2.000Number | 5484 | ISSUE THROUGH SHRI.K.ELAMURUGAN, DESIG: TECH/II/S/TVT, ID CARD NO S&T/0135/2020
207 | 027534-21-01781 dt. 13-01-2022 15:11:11by VENKATESH L | Issue-To User Depot (Consignee) | 004-Consumables | 0038-Gauge Tie Plate Insulation complete set | 563045841289 | Gauge Tie Plate Insulation Complete Set | To SSE/Sig/TVT Southern Railway against Reqn No. SN-21-1079537 dt. 11-01-2022 | 20.000Number | 1007.8 | ISSUE THROUGH SHRI.K.ELAMURUGAN, DESIG: TECH/II/S/TVT, ID CARD NO S&T/0135/2020
208 | 027534-21-01782 dt. 13-01-2022 15:12:12by VENKATESH L | Issue-To User Depot (Consignee) | 001-ELECTRICAL I | 0175-ROTARY KEY TRANSMITTER (RKT/EKT) | 565198792645 | Rotary Key Transmitter (RKT) | To SSE/Sig/TVT Southern Railway against Reqn No. SN-21-1077187 dt. 11-01-2022 | 2.000Number | 12712 | ISSUE THROUGH SHRI.K.ELAMURUGAN, DESIG: TECH/II/S/TVT, ID CARD NO S&T/0135/2020
209 | 027534-21-01783 dt. 13-01-2022 15:13:09by VENKATESH L | Issue-To User Depot (Consignee) | 001-ELECTRICAL I | 0056-CABLE PVC WIRE COIL 7/20 COPPER | 569894580184 | PVC WIRE COIL SINGLE CORE COPPER SIZE 7/20 | To SSE/Sig/TVT Southern Railway against Reqn No. SN-21-1077213 dt. 11-01-2022 | 1.000Number | 9086 | ISSUE THROUGH SHRI.K.ELAMURUGAN, DESIG: TECH/II/S/TVT, ID CARD NO S&T/0135/2020
210 | 027534-21-01784 dt. 13-01-2022 15:14:40by VENKATESH L | Issue-To User Depot (Consignee) | 004-Consumables | 0032-Insulation for stretcher bar (Set's) Nylon | 56982252 | INSULATION FOR STRETCHER BAR AS PER SPECIFICATION IRS.S.40-84 (Complete Set) | To SSE/Sig/TVT Southern Railway against Reqn No. SN-21-1079557 dt. 11-01-2022 | 10.000Number | 400 | ISSUE THROUGH SHRI.K.ELAMURUGAN, DESIG: TECH/II/S/TVT, ID CARD NO S&T/0135/2020
211 | 027534-21-01785 dt. 13-01-2022 16:56:36by VENKATESH L | Initial Stock | 001- ELECTRICAL I | 0220- ELECTRICAL POINT MACHINE ROTARY 220MM STROKE ROTARY GKP MAKE | 563045770386 | ELECTRICAL POINT MACHINE ROTARY 220MM STROKE GKP MAKE. | Old Existing Stock in Books taken on this Computerized Ledger | 1.000Number | 142800
212 | 027534-21-01786 dt. 13-01-2022 17:17:38 by VENKATESH L | Receipt-Shop Mfrd. / Old Demand | 001-ELECTRICAL I | 0220-ELECTRICAL POINT MACHINE ROTARY 220MM STROKE ROTARY GKP MAKE | 563045770386 | ELECTRICAL POINT MACHINE ROTARY 220MM STROKE GKP MAKE. | From 092800-SSE/PPS Shop/SWS/GKC Southern Railway against Reqn No. 275338 dt. 23-10-2021 vide Issue Note No. N/PPS/FR/68/21 dt. 01-01-2022 | 21.000Number | 3360000 | DBR NO. 843, DBR PG. 212, DBR DT. 07/01/2022
213 | 027534-21-01787 dt. 13-01-2022 17:32:19 by VENKATESH L | Receipt-Shop Mfrd. / Old Demand | 001-ELECTRICAL I | 0227-GROUND CONNECTION 220MM STROKE GKP MAKE | 563045770362 | GROUND CONNECTION FOR EPM 220MM GKC MAKE. | From 092800-SSE/PPS Shop/SWS/GKC Southern Railway against Reqn No. 275338, 275339 dt. 23-10-2021 vide Issue Note No. N/PPS/FR/68/21 dt. 01-01-2022 | 62.000Set | 4544600 | DBR NO.848, DBR PG. 212, DBR DT. 07/01/2022
214 | 027534-21-01788 dt. 13-01-2022 17:46:18by VENKATESH L | Initial Stock | 001- ELECTRICAL I | 0226- CLAMP POINT LOCK 60KG SETS GKP MAKE | 563045770398 | CLAMP POINT LOCK 60KG SETS 220MM STROKE GKP MAKE. | Old Existing Stock in Books taken on this Computerized Ledger | 1.000Number | 110350
215 | 027534-21-01789 dt. 13-01-2022 17:52:31 by VENKATESH L | Receipt-Shop Mfrd. / Old Demand | 001-ELECTRICAL I | 0226-CLAMP POINT LOCK 60KG SETS GKP MAKE | 563045770398 | CLAMP POINT LOCK 60KG SETS 220MM STROKE GKP MAKE. | From 092800-SSE/PPS Shop/SWS/GKC Southern Railway against Reqn No. 275338, 275340 dt. 23-10-2021 vide Issue Note No. N/PPS/FR/68/21 dt. 01-01-2022 | 35.000Number | 3735200 | DBR NO. 849, DBR PG. 212, DBR DT. 07/01/2022
216 | 027534-21-01790 dt. 15-01-2022 11:05:21by VENKATESH L | Issue-To User Depot (Consignee) | 001-ELECTRICAL I | 0177-SURGE PROTECTION DEVICE CONSIST OF STAGE 1(CLASS-B) AND STAGE 2(CLASS-C) | 549006530948 | SURGE PROTECTION DEVICE AS PER RDSO SPEC. No.RDSO/SPN/165/2012(Ver.3) or LATEST CONSIST OF STAGE 1(C.... | To SSE/SIG/AJJ-E Southern Railway against Reqn No. SN-21-1090799 dt. 15-01-2022 | 3.000Number | 64614.46 | Issue through Shri. Ramdeo Kumar, Desig: Helper/S/AJJ/West, ID Card: S&T/0891/2020
217 | 027534-21-01791 dt. 17-01-2022 12:02:37by VENKATESH L | Issue-To User Depot (Consignee) | 001-ELECTRICAL I | 0164-RELAY QTA2/UTA2 (2F-1B) WITH ACCESSORIES | 56450229 | RELAY AC IMMUNE PLUG IN TYPE STYLE QTA2/UTA2 CONFORMING TO BRS - 939A,BRS.966 (APPENDIX F-21) & IRS..... | To SSE/Sig/KPD.E Southern Railway against Reqn No. SN-21-1093980 dt. 17-01-2022 | 40.000Number | 148763.6 | Issued Through Shri J.SARATH KUMAR, ASST/SIG/KPD(EAST),ID Card No.S&T/0513/2020
218 | 027534-21-01792 dt. 17-01-2022 12:05:13by VENKATESH L | Issue-To User Depot (Consignee) | 001-ELECTRICAL I | 0058-CABLE PVC WIRE COIL 3/20 COPPER | 409002561998 | Cable PVC Wire Coil 3/20 Copper | To SSE/Sig/KPD.E Southern Railway against Reqn No. SN-21-1074238 dt. 10-01-2022 | 1.000Number | 1563.5 | Issued Through Shri J.SARATH KUMAR, ASST/SIG/KPD(EAST),ID Card No.S&T/0513/2020
219 | 027534-21-01793 dt. 17-01-2022 12:07:07by VENKATESH L | Issue-To User Depot (Consignee) | 001-ELECTRICAL I | 0057-CABLE PVC WIRE COIL 16/0.2 COPPER | 40981381 | WIRE PVC COPPER 16/.2MM GREY | To SSE/Sig/KPD.E Southern Railway against Reqn No. SN-21-1074207 dt. 10-01-2022 | 2.000Number | 1463.2 | Issued Through Shri J.SARATH KUMAR, ASST/SIG/KPD(EAST),ID Card No.S&T/0513/2020
220 | 027534-21-01794 dt. 17-01-2022 14:39:58by VENKATESH L | Issue-To User Depot (Consignee) | 002-ELECTRICAL - II | 0213-E1 Converter (V.21 to E1-Converter) with necessary connected equipment | 521100810024 | E1 Converter (V.21 to E1-Converter) with necessary connected equipment | To SSE/Tele/CGL Southern Railway against Reqn No. SN-21-1094089 dt. 17-01-2022 | 4.000Set | 235200 | Issued Through Shri.KAMAL SINGH MEENA , TCM/III/TELE/CGL, PF No. 15229806660 Sl.No.TL-FABIO-1CX-26871,26891,26878,26895, Model. Teamlink FABIO-1CX
221 | 027534-21-01795 dt. 18-01-2022 12:24:12by VENKATESH L | Issue-To User Depot (Consignee) | 002-ELECTRICAL - II | 0137-Fit & Forget Lead wire 4Mtrs 4mm dia | 539810200024 | FIT & FORGET LEAD WIRE 4 MTRS 4 MM DIA | To SSE/Sig/MAS Southern Railway against Reqn No. SN-21-1097895 dt. 17-01-2022 | 25.000Number | 10000 | Issued Through Shri.S.RAJU, TECH/II/SIG/MAS, ID Card No.S&T/0169/2020
222 | 027534-21-01796 dt. 18-01-2022 12:26:08by VENKATESH L | Issue-To User Depot (Consignee) | 002-ELECTRICAL - II | 0138-Fit & Forget Lead wire 3Mtrs 4mm dia | 539810200036 | FIT & FORGET LEAD WIRE 3 MTR 4 MM DIA | To SSE/Sig/MAS Southern Railway against Reqn No. SN-21-1097888 dt. 17-01-2022 | 25.000Number | 10000 | Issued Through Shri.S.RAJU, TECH/II/SIG/MAS, ID Card No.S&T/0169/2020
223 | 027534-21-01797 dt. 18-01-2022 12:27:24by VENKATESH L | Issue-To User Depot (Consignee) | 002-ELECTRICAL - II | 0139-Fit & Forget Lead wire 1.5Mtrs 4mm dia | 539810200048 | FIT & FORGET LEAD WIRE 1.5 MTR 4 MM DIA | To SSE/Sig/MAS Southern Railway against Reqn No. SN-21-1097901 dt. 17-01-2022 | 100.000Number | 40000 | Issued Through Shri.S.RAJU, TECH/II/SIG/MAS, ID Card No.S&T/0169/2020
224 | 027534-21-01798 dt. 18-01-2022 12:29:00by VENKATESH L | Issue-To User Depot (Consignee) | 002-ELECTRICAL - II | 0215-Fit & Forget Bond Wire 2 Mtrs 4mm dia | 539810200050 | FIT & FORGET BOND WIRE 2 MTRS 4MM DIA | To SSE/Sig/MAS Southern Railway against Reqn No. SN-21-1097917 dt. 17-01-2022 | 50.000Number | 20000 | Issued Through Shri.S.RAJU, TECH/II/SIG/MAS, ID Card No.S&T/0169/2020
225 | 027534-21-01799 dt. 18-01-2022 12:31:17by VENKATESH L | Issue-To User Depot (Consignee) | 001-ELECTRICAL I | 0081-110V DC MOTOR FOR IRS POINT MACHINE | 539829580021 | 110v DC motor with Gear Box IP 67 Type 160V AC immunity suitable for IRS point machine as per RDSO s.... | To SSE/Sig/MAS Southern Railway against Reqn No. SN-21-1097867 dt. 17-01-2022 | 5.000Number | 147500 | Issued Through Shri.S.RAJU, TECH/II/SIG/MAS, ID Card No.S&T/0169/2020
226 | 027534-21-01800 dt. 18-01-2022 12:32:16by VENKATESH L | Issue-To User Depot (Consignee) | 002-ELECTRICAL - II | 0140-Fit & Forget Bond wire 1.5Mtrs 4mm dia | 556302890025 | FIT & FORGET BOND WIRE 1.5 Mtrs 4mm dia | To SSE/Sig/MAS Southern Railway against Reqn No. SN-21-1097909 dt. 17-01-2022 | 10.000Number | 4000 | Issued Through Shri.S.RAJU, TECH/II/SIG/MAS, ID Card No.S&T/0169/2020
227 | 027534-21-01801 dt. 18-01-2022 15:55:18by VENKATESH L | Initial Stock | 001- ELECTRICAL I | 0221- TELESCOPIC PIPE 220MM STROKE GKP MAKE | 563046660023 | TELESCOPIC PIPE 220MM STROKE GKP MAKE | Old Existing Stock in Books taken on this Computerized Ledger | 1.000Number | 150
228 | 027534-21-01802 dt. 18-01-2022 16:00:11by VENKATESH L | Initial Stock | 001- ELECTRICAL I | 0222- CRANK HANDLE GKP MAKE | 539805046442 | CRANK HANDLE GKP MAKE | Old Existing Stock in Books taken on this Computerized Ledger | 1.000Number | 150
229 | 027534-21-01803 dt. 18-01-2022 16:03:53by VENKATESH L | Initial Stock | 001- ELECTRICAL I | 0223- HOLE LOCK KEY GKP MAKE | 567909490026 | HOLE LOCK KEY GKP MAKE | Old Existing Stock in Books taken on this Computerized Ledger | 0.000Number | 0
230 | 027534-21-01804 dt. 18-01-2022 16:09:00by VENKATESH L | Initial Stock | 001- ELECTRICAL I | 0224- KEYS FOR GKP POINT MACHINE | 565199280022 | KEYS FOR GKP POINT MACHINE | Old Existing Stock in Books taken on this Computerized Ledger | 2.000Number | 100
231 | 027534-21-01805 dt. 18-01-2022 17:01:39by VENKATESH L | Issue-To User Depot (Consignee) | 001-ELECTRICAL I | 0057-CABLE PVC WIRE COIL 16/0.2 COPPER | 40981381 | WIRE PVC COPPER 16/.2MM GREY | To SSE/SIG/NYP Southern Railway against Reqn No. SN-21-1101785 dt. 18-01-2022 | 2.000Number | 1463.2 | Issued Through Shri.D.SREENIVASULU, ASST/SIG/NYP, PF.No.15208MAS183
232 | 027534-21-01806 dt. 18-01-2022 17:03:14by VENKATESH L | Issue-To User Depot (Consignee) | 001-ELECTRICAL I | 0227-GROUND CONNECTION 220MM STROKE GKP MAKE | 563045770362 | GROUND CONNECTION FOR EPM 220MM GKC MAKE. | To SSE/SIG/NYP Southern Railway against Reqn No. SN-21-1101644 dt. 18-01-2022 | 3.000Set | 219369.05 | Issued Through Shri.D.SREENIVASULU, ASST/SIG/NYP, PF.No.15208MAS183
233 | 027534-21-01807 dt. 18-01-2022 17:05:53by VENKATESH L | Issue-To User Depot (Consignee) | 001-ELECTRICAL I | 0220-ELECTRICAL POINT MACHINE ROTARY 220MM STROKE ROTARY GKP MAKE | 563045770386 | ELECTRICAL POINT MACHINE ROTARY 220MM STROKE GKP MAKE. | To SSE/SIG/NYP Southern Railway against Reqn No. SN-21-1101631 dt. 18-01-2022 | 3.000Number | 477654.55 | Issued Through Shri.D.SREENIVASULU, ASST/SIG/NYP, PF.No.15208MAS183 Sl.No.1699, 2023, 2025
234 | 027534-21-01808 dt. 18-01-2022 17:07:14by VENKATESH L | Issue-To User Depot (Consignee) | 001-ELECTRICAL I | 0226-CLAMP POINT LOCK 60KG SETS GKP MAKE | 563045770398 | CLAMP POINT LOCK 60KG SETS 220MM STROKE GKP MAKE. | To SSE/SIG/NYP Southern Railway against Reqn No. SN-21-1101662 dt. 18-01-2022 | 3.000Number | 320462.5 | Issued Through Shri.D.SREENIVASULU, ASST/SIG/NYP, PF.No.15208MAS183
235 | 027534-21-01809 dt. 18-01-2022 17:08:37by VENKATESH L | Issue-To User Depot (Consignee) | 001-ELECTRICAL I | 0159-RELAY QNA1 (8F-8B) WITH ACCESSORIES | 56500142 | RELAY QNA1 ACI 8F/8B | To SSE/SIG/NYP Southern Railway against Reqn No. SN-21-1101823 dt. 18-01-2022 | 6.000Number | 43844.6 | Issued Through Shri.D.SREENIVASULU, ASST/SIG/NYP, PF.No.15208MAS183
236 | 027534-21-01810 dt. 19-01-2022 11:41:40by VENKATESH L | Issue-To User Depot (Consignee) | 004-Consumables | 0028-PORTABLE FIRE EXTINGUISHER CO2 TYPE | 860130140864 | PORTABLE FIRE EXTINGUISHER CO2 TYPE | To SSE/Sig/TVT Southern Railway against Reqn No. SN-21-1103738 dt. 19-01-2022 | 4.000Number | 9908 | Issued through Shri. K.Elamurugan, Desig: Tech/Gr.II/S/TVT, ID card No. S&t/0135/2020
237 | 027534-21-01811 dt. 19-01-2022 11:43:30by VENKATESH L | Issue-To User Depot (Consignee) | 001-ELECTRICAL I | 0024-BATTERY SECONDARY CELLS 80AH/2V UNCHARGED | 50540324 | LOW MAINTENANCE LEAD ACID STATIONARY SECONDARY CELLS 2V/80AH CAPACITY AT 10 HRS RATE OF DISCHARGE.... | To SSE/Sig/TVT Southern Railway against Reqn No. SN-21-1102360 dt. 18-01-2022 | 30.000Number | 84191.79 | Issued through Shri. K.Elamurugan, Desig: Tech/Gr.II/S/TVT, ID card No. S&t/0135/2020
238 | 027534-21-01812 dt. 19-01-2022 11:46:16by VENKATESH L | Issue-To User Depot (Consignee) | 001-ELECTRICAL I | 0022-BATTERY SECONDARY CELLS 200AH/2V UNCHARGED | 50550081 | LOW MAINTENANCE LEAD ACID STATIONARY SECONDARY CELLS 2V/ 200AH CAPACITY AT 10 HRS. RATE OF DISCHARG.... | To SSE/Sig/TVT Southern Railway against Reqn No. SN-21-1102369 dt. 18-01-2022 | 50.000Number | 267678.7 | Issued through Shri. K.Elamurugan, Desig: Tech/Gr.II/S/TVT, ID card No. S&t/0135/2020
239 | 027534-21-01813 dt. 20-01-2022 11:20:24by VENKATESH L | Issue-To User Depot (Consignee) | 002-ELECTRICAL - II | 0213-E1 Converter (V.21 to E1-Converter) with necessary connected equipment | 521100810024 | E1 Converter (V.21 to E1-Converter) with necessary connected equipment | To SSE/Tele/Rep/PUT Southern Railway against Reqn No. SN-21-1104090 dt. 19-01-2022 | 3.000Set | 176400 | Issued through Shri. Ram Pravesh Kumar, Desig: TCM-III, ID Card: S&T/0398/2020
240 | 027534-21-01814 dt. 20-01-2022 12:32:07by VENKATESH L | Issue-To User Depot (Consignee) | 001-ELECTRICAL I | 0227-GROUND CONNECTION 220MM STROKE GKP MAKE | 563045770362 | GROUND CONNECTION FOR EPM 220MM GKC MAKE. | To SSE/Sig/BBQ Southern Railway against Reqn No. SN-21-1092283 dt. 15-01-2022 | 2.000Set | 146246.03 | Issued through Smt. E.Selvi, Desig: Asst/S/BBQ, ID card No. S&T/0372/2020
241 | 027534-21-01815 dt. 20-01-2022 12:34:05by VENKATESH L | Issue-To User Depot (Consignee) | 001-ELECTRICAL I | 0220-ELECTRICAL POINT MACHINE ROTARY 220MM STROKE ROTARY GKP MAKE | 563045770386 | ELECTRICAL POINT MACHINE ROTARY 220MM STROKE GKP MAKE. | To SSE/Sig/BBQ Southern Railway against Reqn No. SN-21-1092275 dt. 15-01-2022 | 1.000Number | 159218.18 | Issued through Smt. E.Selvi, Desig: Asst/S/BBQ, ID card No. S&T/0372/2020
242 | 027534-21-01816 dt. 21-01-2022 12:27:26by VENKATESH L | Issue-To User Depot (Consignee) | 002-ELECTRICAL - II | 0115-Siemens "S" Bond 21 Mtrs | 569001930020 | Siemens S "Bond 21 mtrs. | To SSE/SIG/GPD Southern Railway against Reqn No. SN-21-1112081 dt. 21-01-2022 | 2.000Number | 29800 | Issued through Shri. Dharmendra Kumar, Desig: Helper/S/GPD, ID Card No. S&T/0907/2020
243 | 027534-21-01817 dt. 21-01-2022 15:13:19by VENKATESH L | Issue-To User Depot (Consignee) | 001-ELECTRICAL I | 0058-CABLE PVC WIRE COIL 3/20 COPPER | 409002561998 | Cable PVC Wire Coil 3/20 Copper | To SSE/SIG/TRT Southern Railway against Reqn No. SN-21-1112733 dt. 21-01-2022 | 1.000Number | 1563.5 | Issued through Shri.S.Kumar, Desig: Tech/III/TRT, ID Card No S&T/0921/2020
244 | 027534-21-01818 dt. 21-01-2022 15:14:59by VENKATESH L | Issue-To User Depot (Consignee) | 001-ELECTRICAL I | 0207-TRACK FEED BATTERY CHARGER 110V/2-8V/10A | 549801610122 | TRACK FEED BATTERY CHARGERS 110VAC/2-8VDC/10Amps | To SSE/SIG/TRT Southern Railway against Reqn No. SN-21-1112715 dt. 21-01-2022 | 10.000Number | 97579.48 | Issued through Shri.S.Kumar, Desig: Tech/III/TRT, ID Card No S&T/0921/2020
245 | 027534-21-01819 dt. 21-01-2022 15:16:14by VENKATESH L | Issue-To User Depot (Consignee) | 001-ELECTRICAL I | 0162-RELAY QBCA1 (2F-4B) WITH ACCESSORIES | 56451027 | RELAY AC IMMUNE PLUG IN TYPE STYLE QBCA1 CONFORMING TO BRS - 943 IRS.S.34 & IRS.S.23 OR LATEST | To SSE/SIG/TRT Southern Railway against Reqn No. SN-21-1112810 dt. 21-01-2022 | 2.000Number | 14014.18 | Issued through Shri.S.Kumar, Desig: Tech/III/TRT, ID Card No S&T/0921/2020
246 | 027534-21-01820 dt. 21-01-2022 15:17:57by VENKATESH L | Issue-To User Depot (Consignee) | 001-ELECTRICAL I | 0211-TLD BOX FRP | 565094395007 | FRP Type Track Lead Junction Box. | To SSE/SIG/TRT Southern Railway against Reqn No. SN-21-1112744 dt. 21-01-2022 | 10.000Number | 10960 | Issued through Shri.S.Kumar, Desig: Tech/III/TRT, ID Card No S&T/0921/2020
247 | 027534-21-01821 dt. 21-01-2022 15:40:36by VENKATESH L | Issue-To User Depot (Consignee) | 001-ELECTRICAL I | 0134-LED MAIN ASPECT RED | 56468039 | RED aspect Main LED signal, 110 V AC Retrofitable in existing CLS Housing and compatible with AC LED.... | To SSE/SIG/TRT Southern Railway against Reqn No. SN-21-1112801 dt. 21-01-2022 | 10.000Number | 86610.99 | Issued through Shri.S.Kumar, Desig: Tech/III/TRT, ID Card No S&T/0921/2020 Cancelled vide Voucher No. 027534-21-01822 dt. 21-01-2022
248 | 027534-21-01822 dt. 21-01-2022 15:42:04by VENKATESH L | Write-Back Issue | 001-ELECTRICAL I | 0134-LED MAIN ASPECT RED | 56468039 | RED aspect Main LED signal, 110 V AC Retrofitable in existing CLS Housing and compatible with AC LED.... | Write-Back/Cancellation of earlier Issue Note No. 027534-21-01821 dt.21-01-2022 ( To SSE/SIG/TRT Southern Railway against Reqn No. SN-21-1112801 dt. 21-01-2022 ) | -10.000Number | -86610.99 | Sl.no. of LED mentioned wrong
249 | 027534-21-01823 dt. 21-01-2022 15:44:51by VENKATESH L | Issue-To User Depot (Consignee) | 001-ELECTRICAL I | 0134-LED MAIN ASPECT RED | 56468039 | RED aspect Main LED signal, 110 V AC Retrofitable in existing CLS Housing and compatible with AC LED.... | To SSE/SIG/TRT Southern Railway against Reqn No. SN-21-1112801 dt. 21-01-2022 | 10.000Number | 86610.99 | Issued through Shri.S.Kumar, Desig: Tech/III/TRT, ID Card No S&T/0921/2020
250 | 027534-21-01824 dt. 21-01-2022 15:53:32by VENKATESH L | Issue-To User Depot (Consignee) | 001-ELECTRICAL I | 0120-LED MAIN ASPECT YELLOW | 56468052 | YELLOW aspect Main LED signal, 110 V AC Retrofitable in existing CLS Housing and compatible with AC .... | To SSE/SIG/TRT Southern Railway against Reqn No. SN-21-1112782 dt. 21-01-2022 | 10.000Number | 86451.77 | Issued through Shri.S.Kumar, Desig: Tech/III/TRT, ID Card No S&T/0921/2020
251 | 027534-21-01825 dt. 22-01-2022 13:47:31by VENKATESH L | Issue-To User Depot (Consignee) | 001-ELECTRICAL I | 0177-SURGE PROTECTION DEVICE CONSIST OF STAGE 1(CLASS-B) AND STAGE 2(CLASS-C) | 549006530948 | SURGE PROTECTION DEVICE AS PER RDSO SPEC. No.RDSO/SPN/165/2012(Ver.3) or LATEST CONSIST OF STAGE 1(C.... | To SSE/Sig/MSB Southern Railway against Reqn No. SN-21-1085183 dt. 13-01-2022 | 2.000Number | 43076.31 | Issued Through Shri.G.SIVAKUMAR, Asst/SIG/MSB, ID Card No.S&T/0255/2020
252 | 027534-21-01826 dt. 24-01-2022 15:00:13by VENKATESH L | Initial Stock | 004- Consumables | 0056- PVC Conduit Pipe 25mm dia (3Mtrs Long) | 623500140951 | PVC Conduit Pipe 25mm dia (3 mtr long) | Old Existing Stock in Books taken on this Computerized Ledger | 16302.000Metre | 1548690
253 | 027534-21-01827 dt. 24-01-2022 16:24:15by VENKATESH L | Issue-To User Depot (Consignee) | 002-ELECTRICAL - II | 0219-FIRE ALARM HEAT AND SMOKE MULTI SENSOR | 569003540050 | FIRE ALARM HEAT AND SMOKE MULTI SENSOR AS PER RDSO /SPN/217/2018 VER-2.0 | To SSE/S/SRM/SA Southern Railway against Reqn No. SN-21-1094726 dt. 17-01-2022 | 198.000Number | 1227600 | Issued Through Shri. GOWRI SHANKAR, Proprietor, ID Card No. M/s. Venkata Rami Reddy, Kadappa.
254 | 027534-21-01828 dt. 24-01-2022 16:28:24by VENKATESH L | Issue-To User Depot (Consignee) | 002-ELECTRICAL - II | 0220-FIRE ALARM PROBE TYPE BI-METALLIC FIXED TEMPERATURE HEAT DETECTOR | 569003550031 | FIRE ALARM PROBE TYPE BI-METALIC FIXED TEMPERATURE HEAT DETECTOR AS PER RDSO/SPN/217/2018 VER 2.0 | To SSE/S/SRM/SA Southern Railway against Reqn No. SN-21-1094750 dt. 17-01-2022 | 30.000Number | 285000 | Issued Through Shri. GOWRI SHANKAR, Proprietor, ID Card No. M/s. Venkata Rami Reddy, Kadappa.
255 | 027534-21-01829 dt. 24-01-2022 16:33:04by VENKATESH L | Issue-To User Depot (Consignee) | 004-Consumables | 0008-Channel Bond Pin | 56507641 | CHANNEL BOND PIN SINGLE GROOVE 7 mm DIA FOR 4 mm DIA BOND WIRE TO IRS-S-17-75 AND RDSO DRG NO.S.69m | To SSE/Sig/MSB Southern Railway against Reqn No. SN-21-1123958 dt. 24-01-2022 | 2000.000Number | 3814 | Issued Through Shri. M.michael raj, TECH/II/SIG/MSB, ID Card No. S&T/0249/2020
256 | 027534-21-01830 dt. 24-01-2022 16:44:49by VENKATESH L | Issue-To User Depot (Consignee) | 002-ELECTRICAL - II | 0221-FIRE ALARM ASPIRATING (AIR SAMPLING) TYPE SMOKE DETECTOR | 563000011899 | FIRE ALARM ASPIRATING (AIR SAMPLING )TYPE SMOKE DETECTOR AS PER RDSO/SPN/217/2018/Ver - 2 | To SSE/S/SRM/SA Southern Railway against Reqn No. SN-21-1094808 dt. 17-01-2022 | 4.000Number | 1820000 | Issued Through Shri. GOWRI SHANKAR, Proprietor, ID Card No. M/s. Venkata Rami Reddy, Kadappa.
257 | 027534-21-01831 dt. 24-01-2022 16:56:53by VENKATESH L | Issue-To User Depot (Consignee) | 002-ELECTRICAL - II | 0222-FIRE ALARM ANALOGUE CONTROLLER FOR LHS CABLE | 569003010073 | FIRE ALARM ANALOGUE CONTROLLER FOR LHS CABLE AS PER RDSO/SPN/217/2018/ Ver - 2 | To SSE/S/SRM/SA Southern Railway against Reqn No. SN-21-1094838 dt. 17-01-2022 | 30.000Number | 2580000 | Issued Through Shri. GOWRI SHANKAR, Proprietor, ID Card No. M/s. Venkata Rami Reddy, Kadappa.
258 | 027534-21-01832 dt. 24-01-2022 17:00:37by VENKATESH L | Issue-To User Depot (Consignee) | 002-ELECTRICAL - II | 0223-FIRE ALARM ANALOGUE ADDRESSABLE AND RESETTABLE MANUAL CALL POINT WITH BACK BOX | 861600960026 | FIRE ALARM ANALOGUE ADDRESSABLE AND RESETTABLE MANUAL CALL POINT WITH BACK BOX AS PER RDSO/SPN/217/.... | To SSE/S/SRM/SA Southern Railway against Reqn No. SN-21-1094859 dt. 17-01-2022 | 120.000Number | 660000 | Issued Through Shri. GOWRI SHANKAR, Proprietor, ID Card No. M/s. Venkata Rami Reddy, Kadappa.
259 | 027534-21-01833 dt. 24-01-2022 17:04:05by VENKATESH L | Issue-To User Depot (Consignee) | 002-ELECTRICAL - II | 0224-FIRE ALARM ZONE INTERFACE MODULE WITH IN BUILT ISOLATOR | 569003580035 | FIRE ALARM ZONE INTERFACE MODULE WITH IN BUILT ISOLATOR AS PER RDSO/SPN/217/2018-VER 2 | To SSE/S/SRM/SA Southern Railway against Reqn No. SN-21-1094880 dt. 17-01-2022 | 30.000Number | 150000 | Issued Through Shri. GOWRI SHANKAR, Proprietor, ID Card No. M/s. Venkata Rami Reddy, Kadappa.
260 | 027534-21-01834 dt. 24-01-2022 17:06:07by VENKATESH L | Issue-To User Depot (Consignee) | 002-ELECTRICAL - II | 0225-FIRE ALARM AUDIO VISUAL ALARM (HOOTER AND STROBE) WITH BACK BOX | 569003530032 | FIRE ALARM AUDIO VISUAL ALARM (HOOTER AND STROBE) WITH BACK BOX AS PER RDSO/SPN/217/2018 VER - 2.0 | To SSE/S/SRM/SA Southern Railway against Reqn No. SN-21-1094905 dt. 17-01-2022 | 30.000Number | 225000 | Issued Through Shri. GOWRI SHANKAR, Proprietor, ID Card No. M/s. Venkata Rami Reddy, Kadappa.
261 | 027534-21-01835 dt. 24-01-2022 17:08:33by VENKATESH L | Issue-To User Depot (Consignee) | 002-ELECTRICAL - II | 0226-FIRE ALARM CONTROL MODULE WITH BACKBOX | 569003510057 | FIRE ALARM CONTROL MODULE WITH BACKBOX WITH IN BUILT ISOLATOR AS PER RDSO/SPN/217/2018-VER 2.0 | To SSE/S/SRM/SA Southern Railway against Reqn No. SN-21-1094926 dt. 17-01-2022 | 30.000Number | 165000 | Issued Through Shri. GOWRI SHANKAR, Proprietor, ID Card No. M/s. Venkata Rami Reddy, Kadappa.
262 | 027534-21-01836 dt. 24-01-2022 17:11:02by VENKATESH L | Issue-To User Depot (Consignee) | 002-ELECTRICAL - II | 0227-FIRE ALARM GSM MODULE | 569003530044 | FIRE ALARM GSM INTERFACE MODULE FOR INTERFACING WITH CONTROL PANEL AS PER RDSO/SPN/217/2018-VER 3.0 .... | To SSE/S/SRM/SA Southern Railway against Reqn No. SN-21-1094946 dt. 17-01-2022 | 30.000Number | 825000 | Issued Through Shri. GOWRI SHANKAR, Proprietor, ID Card No. M/s. Venkata Rami Reddy, Kadappa.
263 | 027534-21-01837 dt. 24-01-2022 17:13:00by VENKATESH L | Issue-To User Depot (Consignee) | 002-ELECTRICAL - II | 0228-FIRE ALARM UV/IR FLAME DETECTOR | 569003570030 | FIRE ALARM UV/IR FLAME DETECTOR AS PER RDSO/SPN/217/2018/Ver - 2 | To SSE/S/SRM/SA Southern Railway against Reqn No. SN-21-1094973 dt. 17-01-2022 | 28.000Number | 1940400 | Issued Through Shri. GOWRI SHANKAR, Proprietor, ID Card No. M/s. Venkata Rami Reddy, Kadappa.
264 | 027534-21-01838 dt. 24-01-2022 17:17:02by VENKATESH L | Issue-To User Depot (Consignee) | 002-ELECTRICAL - II | 0229-FIRE ALARM RESETTABLE TYPE ANALOGUE TYPE LHS CABLE | 567912550075 | FIRE ALARM RESETTABLE TYPE ANALOGUE LHS CABLE AS PER RDSO/SPN/217/2018-VER 2.0 | To SSE/S/SRM/SA Southern Railway against Reqn No. SN-21-1094999 dt. 17-01-2022 | 1500.000Metre | 1260000 | Issued Through Shri. GOWRI SHANKAR, Proprietor, ID Card No. M/s. Venkata Rami Reddy, Kadappa. D.No.52352-500Mtrs, 50686-500Mtrs, 50702-500Mtrs
265 | 027534-21-01839 dt. 24-01-2022 17:19:17by VENKATESH L | Issue-To User Depot (Consignee) | 002-ELECTRICAL - II | 0230-FIRE ALARM NETWORKABLE SINGLE LOOP ADDRESSABLE FIRE ALARM CONTROL PANEL | 569003010085 | FIRE ALARM NETWORKABLE SINGLE LOOP ADDRESSABLE FIRE ALARM CONTROL PANEL AS PER RDSO/SPN/217/2018-VER.... | To SSE/S/SRM/SA Southern Railway against Reqn No. SN-21-1095023 dt. 17-01-2022 | 30.000Number | 4095000 | Issued Through Shri. GOWRI SHANKAR, Proprietor, ID Card No. M/s. Venkata Rami Reddy, Kadappa.
266 | 027534-21-01840 dt. 24-01-2022 17:21:50by VENKATESH L | Issue-To User Depot (Consignee) | 002-ELECTRICAL - II | 0231-FIRE ALARM EOL | 569003520038 | FIRE ALARM EOL AS PER RDSO/SPN/217/2018/VER - 2 | To SSE/S/SRM/SA Southern Railway against Reqn No. SN-21-1095041 dt. 17-01-2022 | 30.000Number | 60900 | Issued Through Shri. GOWRI SHANKAR, Proprietor, ID Card No. M/s. Venkata Rami Reddy, Kadappa.
267 | 027534-21-01841 dt. 24-01-2022 17:23:50by VENKATESH L | Issue-To User Depot (Consignee) | 002-ELECTRICAL - II | 0232-FIRE ALARM RELAY MODULE WITH BACKBOX | 569003560048 | FIRE ALARM RELAY MODULE WITH BACK BOX AND ACESSORIES AS PER RDSO/SPN/217/2018-VER 2.0 | To SSE/S/SRM/SA Southern Railway against Reqn No. SN-21-1095048 dt. 17-01-2022 | 30.000Number | 88200 | Issued Through Shri. GOWRI SHANKAR, Proprietor, ID Card No. M/s. Venkata Rami Reddy, Kadappa.
268 | 027534-21-01842 dt. 24-01-2022 17:25:47by VENKATESH L | Issue-To User Depot (Consignee) | 002-ELECTRICAL - II | 0233-FIRE ALARM FAULT ISOLATOR WITH BACKBOX | 569005120027 | FIRE ALARM FAULT ISOLATOR WITH BACK BOX AS PER RDSO/SPN/217/2018-VER 2.0 | To SSE/S/SRM/SA Southern Railway against Reqn No. SN-21-1095059 dt. 17-01-2022 | 60.000Number | 231000 | Issued Through Shri. GOWRI SHANKAR, Proprietor, ID Card No. M/s. Venkata Rami Reddy, Kadappa.
269 | 027534-21-01843 dt. 24-01-2022 17:40:13by VENKATESH L | Issue-To User Depot (Consignee) | 002-ELECTRICAL - II | 0234-FIRE ALARM FIRE SURVIVAL INTEGRITY CABLE 2CX1.5 SQ. MM UNARMOURED | 569003030023 | FIRE ALARM FIRE SURVIVAL INTEGRITY CABLE 2C X 1.5 SQMM UNARMOURED AS PER RDSO/SPN/217/2018-VER 2.0 | To SSE/S/SRM/SA Southern Railway against Reqn No. SN-21-1095092 dt. 17-01-2022 | 5821.000Metre | 590831.5 | Issued Through Shri. GOWRI SHANKAR, Proprietor, ID Card No. M/s. Venkata Rami Reddy, Kadappa.
270 | 027534-21-01844 dt. 24-01-2022 17:43:40by VENKATESH L | Issue-To User Depot (Consignee) | 004-Consumables | 0056-PVC Conduit Pipe 25mm dia (3Mtrs Long) | 623500140951 | PVC Conduit Pipe 25mm dia (3 mtr long) | To SSE/S/SRM/SA Southern Railway against Reqn No. SN-21-1123637 dt. 24-01-2022 | 420.000Metre | 39900 | Issued Through Shri. GOWRI SHANKAR, Proprietor, ID Card No. M/s. Venkata Rami Reddy, Kadappa.
271 | 027534-21-01845 dt. 25-01-2022 10:37:57 by VENKATESH L | Receipt-Stores Depot-S1313 Reqn | 003-MECHANICAL | 0002-APPARATUS CASE FULL GRS BOX | 56500026 | APPRATUS CASE GRS TYPE | From SSD/PTJ Southern Railway against Reqn No. SN201609704 dt. 11-03-2021 vide Issue Note No. 11-01-02014 dt. 20-01-2022 | 10.000Number | 403800 | DBR No.866, Page No.216 dt.20.01.2022
272 | 027534-21-01846 dt. 25-01-2022 10:39:07 by VENKATESH L | Receipt-Stores Depot-S1313 Reqn | 003-MECHANICAL | 0004-APPARATUS CASE HALF GRS BOX | 56500464 | APPARATUS CASE HALF GRS TYPE | From SSD/PTJ Southern Railway against Reqn No. SN201498866 dt. 29-12-2020 vide Issue Note No. 11-01-02015 dt. 20-01-2022 | 10.000Number | 292350 | DBR No.867, Page No.216 dt.20.01.2022
273 | 027534-21-01847 dt. 25-01-2022 12:07:00by VENKATESH L | Issue-To User Depot (Consignee) | 002-ELECTRICAL - II | 0140-Fit & Forget Bond wire 1.5Mtrs 4mm dia | 556302890025 | FIT & FORGET BOND WIRE 1.5 Mtrs 4mm dia | To SSE/SIG/GPD Southern Railway against Reqn No. SN-21-1062462 dt. 07-01-2022 | 10.000Number | 4000 | Issued Through Shri. C.RAJESH, Asst/SIG/GPD, ID Card No.S&T/0909/2020
274 | 027534-21-01848 dt. 25-01-2022 12:08:53by VENKATESH L | Issue-To User Depot (Consignee) | 002-ELECTRICAL - II | 0215-Fit & Forget Bond Wire 2 Mtrs 4mm dia | 539810200050 | FIT & FORGET BOND WIRE 2 MTRS 4MM DIA | To SSE/SIG/GPD Southern Railway against Reqn No. SN-21-1062449 dt. 07-01-2022 | 25.000Number | 10000 | Issued Through Shri. C.RAJESH, Asst/SIG/GPD, ID Card No.S&T/0909/2020
275 | 027534-21-01849 dt. 25-01-2022 12:12:49by VENKATESH L | Issue-To User Depot (Consignee) | 002-ELECTRICAL - II | 0139-Fit & Forget Lead wire 1.5Mtrs 4mm dia | 539810200048 | FIT & FORGET LEAD WIRE 1.5 MTR 4 MM DIA | To SSE/SIG/GPD Southern Railway against Reqn No. SN-21-1062432 dt. 07-01-2022 | 100.000Number | 40000 | Issued Through Shri. C.RAJESH, Asst/SIG/GPD, ID Card No.S&T/0909/2020
276 | 027534-21-01850 dt. 25-01-2022 12:15:30by VENKATESH L | Issue-To User Depot (Consignee) | 004-Consumables | 0024-Epoxy Gel Coat Red | 539836410034 | EPOXY GEL COAT RED | To SSE/Sig/JTJ Southern Railway against Reqn No. SN-21-1121325 dt. 24-01-2022 | 20.000Kilograms | 10450.08 | Issued Through Shri.MUKESH KUMAR RAJ , TECH/SIG/JTJ, ID Card No.S&T/1213/2020
277 | 027534-21-01851 dt. 25-01-2022 12:19:50by VENKATESH L | Issue-To User Depot (Consignee) | 001-ELECTRICAL I | 0130-LED MAIN ASPECT GREEN | 56468040 | GREENaspect Main LED signal, 110 V AC Retrofitable in existing CLS Housing and compatible with AC LE.... | To SSE/SIG/GPD Southern Railway against Reqn No. SN-21-1118006 dt. 22-01-2022 | 5.000Number | 49555.52 | Issued Through Shri. C.RAJESH, Asst/SIG/GPD, ID Card No.S&T/0909/2020
278 | 027534-21-01852 dt. 25-01-2022 12:21:52by VENKATESH L | Issue-To User Depot (Consignee) | 001-ELECTRICAL I | 0120-LED MAIN ASPECT YELLOW | 56468052 | YELLOW aspect Main LED signal, 110 V AC Retrofitable in existing CLS Housing and compatible with AC .... | To SSE/SIG/GPD Southern Railway against Reqn No. SN-21-1117781 dt. 22-01-2022 | 4.000Number | 34580.71 | Issued Through Shri. C.RAJESH, Asst/SIG/GPD, ID Card No.S&T/0909/2020
279 | 027534-21-01853 dt. 25-01-2022 12:27:26by VENKATESH L | Issue-To User Depot (Consignee) | 003-MECHANICAL | 0032-EWS Lock | 539849150019 | EWS LOCK (1 KEY FOR 10 LOCKS) | To SSE/SIG/GPD Southern Railway against Reqn No. SN-21-1062347 dt. 07-01-2022 | 50.000Number | 8120 | Issued Through Shri. C.RAJESH, Asst/SIG/GPD, ID Card No.S&T/0909/2020
280 | 027534-21-01854 dt. 25-01-2022 12:35:43 by VENKATESH L | Receipt-Shop Mfrd. / Old Demand | 001-ELECTRICAL I | 0164-RELAY QTA2/UTA2 (2F-1B) WITH ACCESSORIES | 56450229 | RELAY AC IMMUNE PLUG IN TYPE STYLE QTA2/UTA2 CONFORMING TO BRS - 939A,BRS.966 (APPENDIX F-21) & IRS..... | From 001101-DY.CMM/SSD/PTJ Southern Railway against Reqn No. 11/01/888/23 dt. 19-01-2022 vide Issue Note No. 11/01/888/23 dt. 19-01-2022 | 100.000Number | 371909 | DBR No.868, page No.216 dt.20.01.2022
281 | 027534-21-01855 dt. 25-01-2022 12:38:59by VENKATESH L | Issue-To User Depot (Consignee) | 001-ELECTRICAL I | 0164-RELAY QTA2/UTA2 (2F-1B) WITH ACCESSORIES | 56450229 | RELAY AC IMMUNE PLUG IN TYPE STYLE QTA2/UTA2 CONFORMING TO BRS - 939A,BRS.966 (APPENDIX F-21) & IRS..... | To SSE/Sig/JTJ Southern Railway against Reqn No. SN-21-1121299 dt. 24-01-2022 | 50.000Number | 185954.5 | Issued Through Shri. MUKESH KUMAR RAJ, TECH/III/S/JTJ, ID Card No.S&T/1213/2020
282 | 027534-21-01856 dt. 25-01-2022 13:59:42by VENKATESH L | Issue-To User Depot (Consignee) | 002-ELECTRICAL - II | 0063-BAND-IT Buckle TPWS | 555400100174 | BAND IT BUCKLE TPWS | To SSE/SIG/GPD Southern Railway against Reqn No. SN-21-1126204 dt. 25-01-2022 | 24.000Number | 768 | Issued Through Shri. C.RAJESH, ASST/SIG/GPD, ID Card No.S&T/0909/2020
283 | 027534-21-01857 dt. 25-01-2022 14:01:38by VENKATESH L | Issue-To User Depot (Consignee) | 002-ELECTRICAL - II | 0058-Data Tail Cable TPWS | 539805423699 | DATA TAIL CABLE FOR TPWS | To SSE/SIG/GPD Southern Railway against Reqn No. SN-21-1126241 dt. 25-01-2022 | 40.000Metre | 10440 | Issued Through Shri. C.RAJESH, ASST/SIG/GPD, ID Card No.S&T/0909/2020
284 | 027534-21-01858 dt. 25-01-2022 14:04:52by VENKATESH L | Issue-To User Depot (Consignee) | 002-ELECTRICAL - II | 0094-TPWS Power Supply Unit Fan | 555400100162 | TPWS POWER SUPPLY UNIT FAN | To SSE/SIG/GPD Southern Railway against Reqn No. SN-21-1126290 dt. 25-01-2022 | 2.000Number | 6000 | Issued Through Shri. C.RAJESH, ASST/SIG/GPD, ID Card No.S&T/0909/2020
285 | 027534-21-01859 dt. 25-01-2022 14:06:27by VENKATESH L | Issue-To User Depot (Consignee) | 002-ELECTRICAL - II | 0086-TPWS EUROBALISE (Fixed, Infill & Switchable) | 555400100125 | TPWS EUROBALISE (Fixed, Infill & Switchable) | To SSE/SIG/GPD Southern Railway against Reqn No. SN-21-1126224 dt. 25-01-2022 | 2.000Number | 257596 | Issued Through Shri. C.RAJESH, ASST/SIG/GPD, ID Card No.S&T/0909/2020
286 | 027534-21-01860 dt. 25-01-2022 14:09:23by VENKATESH L | Issue-To User Depot (Consignee) | 002-ELECTRICAL - II | 0138-Fit & Forget Lead wire 3Mtrs 4mm dia | 539810200036 | FIT & FORGET LEAD WIRE 3 MTR 4 MM DIA | To SSE/SIG/GPD Southern Railway against Reqn No. SN-21-1062397 dt. 07-01-2022 | 25.000Number | 10000 | Issued Through Shri. C.RAJESH, ASST/SIG/GPD, ID Card No.S&T/0909/2020
287 | 027534-21-01861 dt. 25-01-2022 15:11:56by VENKATESH L | Issue-To User Depot (Consignee) | 003-MECHANICAL | 0002-APPARATUS CASE FULL GRS BOX | 56500026 | APPRATUS CASE GRS TYPE | To SSE/Sig/TVT Southern Railway against Reqn No. SN-21-1127906 dt. 25-01-2022 | 8.000Number | 323040 | Issued Through Shri. K.ELAMURUGAN, TECH/II/SIG/TVT, ID Card No.S&T/0135/2020
288 | 027534-21-01862 dt. 25-01-2022 15:15:20by VENKATESH L | Issue-To User Depot (Consignee) | 003-MECHANICAL | 0004-APPARATUS CASE HALF GRS BOX | 56500464 | APPARATUS CASE HALF GRS TYPE | To SSE/Sig/TVT Southern Railway against Reqn No. SN-21-1127910 dt. 25-01-2022 | 5.000Number | 146557.75 | Issued Through Shri. K.ELAMURUGAN, TECH/II/SIG/TVT, ID Card No.S&T/0135/2020
289 | 027534-21-01863 dt. 27-01-2022 12:40:03by VENKATESH L | Issue-To User Depot (Consignee) | 004-Consumables | 0034-Hydrometer Complete Set | 45174416 | HYDROMETER ASSEMBLY COMPLETE AS PER SEL DRG 126 CONSISTING OF (1) HYDROMETER GRADUATED FROM 1.100 TO.... | To SSE/Sig/SPE Southern Railway against Reqn No. SN-21-1129898 dt. 27-01-2022 | 5.000Set | 319.5 | Issued through Shri. J.Venkataprasad, Desig: Asst/S/SPE, ID card no. S&T/0094/2020
290 | 027534-21-01864 dt. 27-01-2022 12:41:37by VENKATESH L | Issue-To User Depot (Consignee) | 002-ELECTRICAL - II | 0139-Fit & Forget Lead wire 1.5Mtrs 4mm dia | 539810200048 | FIT & FORGET LEAD WIRE 1.5 MTR 4 MM DIA | To SSE/Sig/SPE Southern Railway against Reqn No. SN-21-1129886 dt. 27-01-2022 | 50.000Number | 20000 | Issued through Shri. J.Venkataprasad, Desig: Asst/S/SPE, ID card no. S&T/0094/2020
291 | 027534-21-01865 dt. 27-01-2022 12:42:55by VENKATESH L | Issue-To User Depot (Consignee) | 002-ELECTRICAL - II | 0215-Fit & Forget Bond Wire 2 Mtrs 4mm dia | 539810200050 | FIT & FORGET BOND WIRE 2 MTRS 4MM DIA | To SSE/Sig/SPE Southern Railway against Reqn No. SN-21-1129887 dt. 27-01-2022 | 20.000Number | 8000 | Issued through Shri. J.Venkataprasad, Desig: Asst/S/SPE, ID card no. S&T/0094/2020
292 | 027534-21-01866 dt. 27-01-2022 12:44:53by VENKATESH L | Issue-To User Depot (Consignee) | 001-ELECTRICAL I | 0100-FUSE KE 32 AMPS (NON BOLTED TYPE) | 539851170063 | FUSE KE 32 AMPS (NON BOLTED TYPE) | To SSE/Sig/SPE Southern Railway against Reqn No. SN-21-1129900 dt. 27-01-2022 | 20.000Number | 3000 | Issued through Shri. J.Venkataprasad, Desig: Asst/S/SPE, ID card no. S&T/0094/2020
293 | 027534-21-01867 dt. 27-01-2022 12:46:15by VENKATESH L | Issue-To User Depot (Consignee) | 001-ELECTRICAL I | 0207-TRACK FEED BATTERY CHARGER 110V/2-8V/10A | 549801610122 | TRACK FEED BATTERY CHARGERS 110VAC/2-8VDC/10Amps | To SSE/Sig/SPE Southern Railway against Reqn No. SN-21-1129885 dt. 27-01-2022 | 10.000Number | 97579.48 | Issued through Shri. J.Venkataprasad, Desig: Asst/S/SPE, ID card no. S&T/0094/2020
294 | 027534-21-01868 dt. 27-01-2022 12:47:11by VENKATESH L | Issue-To User Depot (Consignee) | 001-ELECTRICAL I | 0016-BATTERY CHARGER 230VAC/24VDC/40A | 56160100 | Battery Charger 230V AC /24V DC 40 amps. to RDSO Specn. No. IRS.S.86/2000 (Amndt.-4) or latest. | To SSE/Sig/SPE Southern Railway against Reqn No. SN-21-1129884 dt. 27-01-2022 | 2.000Number | 100025.98 | Issued through Shri. J.Venkataprasad, Desig: Asst/S/SPE, ID card no. S&T/0094/2020
295 | 027534-21-01869 dt. 27-01-2022 12:48:27by VENKATESH L | Issue-To User Depot (Consignee) | 001-ELECTRICAL I | 0162-RELAY QBCA1 (2F-4B) WITH ACCESSORIES | 56451027 | RELAY AC IMMUNE PLUG IN TYPE STYLE QBCA1 CONFORMING TO BRS - 943 IRS.S.34 & IRS.S.23 OR LATEST | To SSE/Sig/SPE Southern Railway against Reqn No. SN-21-1129901 dt. 27-01-2022 | 3.000Number | 21021.27 | Issued through Shri. J.Venkataprasad, Desig: Asst/S/SPE, ID card no. S&T/0094/2020
296 | 027534-21-01870 dt. 27-01-2022 12:49:59by VENKATESH L | Issue-To User Depot (Consignee) | 001-ELECTRICAL I | 0151-LED FOR ROUTE | 56468027 | ROUTE LED SIGNAL LIGHTING UNIT 100V AC RE-PROFITABLE IN EXISTING CLS HOUSING AND COMPATIBLE WITH AC .... | To SSE/Sig/SPE Southern Railway against Reqn No. SN-21-1129891 dt. 27-01-2022 | 5.000Number | 28022.07 | Issued through Shri. J.Venkataprasad, Desig: Asst/S/SPE, ID card no. S&T/0094/2020
297 | 027534-21-01871 dt. 27-01-2022 12:51:12by VENKATESH L | Issue-To User Depot (Consignee) | 001-ELECTRICAL I | 0105-FUSE BASE & CARRIER 32 AMPS | 565001664396 | FUSE BASE & CARRIER 32 AMPS | To SSE/Sig/SPE Southern Railway against Reqn No. SN-21-1129899 dt. 27-01-2022 | 10.000Number | 3000 | Issued through Shri. J.Venkataprasad, Desig: Asst/S/SPE, ID card no. S&T/0094/2020
298 | 027534-21-01872 dt. 27-01-2022 12:52:21by VENKATESH L | Issue-To User Depot (Consignee) | 001-ELECTRICAL I | 0161-RELAY QN1 (8F-8B) WITH ACCESSORIES | 56508116 | RELAY QN1 8F/8B PLUG IN TYPE | To SSE/Sig/SPE Southern Railway against Reqn No. SN-21-1129909 dt. 27-01-2022 | 6.000Number | 38732.46 | Issued through Shri. J.Venkataprasad, Desig: Asst/S/SPE, ID card no. S&T/0094/2020
299 | 027534-21-01873 dt. 27-01-2022 12:53:11by VENKATESH L | Issue-To User Depot (Consignee) | 001-ELECTRICAL I | 0211-TLD BOX FRP | 565094395007 | FRP Type Track Lead Junction Box. | To SSE/Sig/SPE Southern Railway against Reqn No. SN-21-1129889 dt. 27-01-2022 | 10.000Number | 10960 | Issued through Shri. J.Venkataprasad, Desig: Asst/S/SPE, ID card no. S&T/0094/2020
300 | 027534-21-01874 dt. 27-01-2022 12:55:11by VENKATESH L | Issue-To User Depot (Consignee) | 001-ELECTRICAL I | 0218-VOLTAGE STABILIZER 230V/5KVA | 565172853060 | FERRO RESONANT TYPE AUTOMATIC AC VOLTAGE REQULATOR 230V AC/ 5 KVA IRS:S-74/89(AMD.6) | To SSE/Sig/SPE Southern Railway against Reqn No. SN-21-1129915 dt. 27-01-2022 | 1.000Number | 58764 | Issued through Shri. J.Venkataprasad, Desig: Asst/S/SPE, ID card no. S&T/0094/2020
301 | 027534-21-01875 dt. 27-01-2022 12:57:54by VENKATESH L | Issue-To User Depot (Consignee) | 001-ELECTRICAL I | 0257-CR TEST PANEL FOR Q SERIES RELAY WITH DIGITAL MICRO OHM METER | 560605636491 | CR TEST PANEL FOR q SERIES RELAY WITH DIGITAL MICRO OHM METER | To SSE/Sig/SPE Southern Railway against Reqn No. SN-21-1082024 dt. 12-01-2022 | 3.000Number | 76866 | Issued through Shri. J.Venkataprasad, Desig: Asst/S/SPE, ID card no. S&T/0094/2020
302 | 027534-21-01876 dt. 27-01-2022 12:59:26by VENKATESH L | Issue-To User Depot (Consignee) | 001-ELECTRICAL I | 0218-VOLTAGE STABILIZER 230V/5KVA | 565172853060 | FERRO RESONANT TYPE AUTOMATIC AC VOLTAGE REQULATOR 230V AC/ 5 KVA IRS:S-74/89(AMD.6) | To SSE/Sig/SPE Southern Railway against Reqn No. SN-21-1129890 dt. 27-01-2022 | 1.000Number | 58764 | Issued through Shri. J.Venkataprasad, Desig: Asst/S/SPE, ID card no. S&T/0094/2020
303 | 027534-21-01877 dt. 27-01-2022 13:31:09by VENKATESH L | Issue-To User Depot (Consignee) | 003-MECHANICAL | 0025-ROTARY LOCKING TYPE POINT MACHINE GROUND CONNECTION 143MM STROKE | 56301704 | ROTARY LOCKING TYPE POINT MACHINE GROUND CONNECTION | To SSE/sig/cgl Southern Railway against Reqn No. SN-21-1130147 dt. 27-01-2022 | 5.000Set | 68350 | Issued through Shri, Purushothaman, Desig: Jr. Clerk/S/CGL, ID Card No. 15215MS1301
304 | 027534-21-01878 dt. 27-01-2022 13:39:00by VENKATESH L | Issue-To User Depot (Consignee) | 002-ELECTRICAL - II | 0140-Fit & Forget Bond wire 1.5Mtrs 4mm dia | 556302890025 | FIT & FORGET BOND WIRE 1.5 Mtrs 4mm dia | To SSE/sig/cgl Southern Railway against Reqn No. SN-21-1128742 dt. 25-01-2022 | 10.000Number | 4000 | Issued through Shri, Purushothaman, Desig: Jr. Clerk/S/CGL, ID Card No. 15215MS1301
305 | 027534-21-01879 dt. 27-01-2022 13:40:53by VENKATESH L | Issue-To User Depot (Consignee) | 002-ELECTRICAL - II | 0215-Fit & Forget Bond Wire 2 Mtrs 4mm dia | 539810200050 | FIT & FORGET BOND WIRE 2 MTRS 4MM DIA | To SSE/sig/cgl Southern Railway against Reqn No. SN-21-1128734 dt. 25-01-2022 | 25.000Number | 10000 | Issued through Shri, Purushothaman, Desig: Jr. Clerk/S/CGL, ID Card No. 15215MS1301
306 | 027534-21-01880 dt. 27-01-2022 13:42:17by VENKATESH L | Issue-To User Depot (Consignee) | 002-ELECTRICAL - II | 0139-Fit & Forget Lead wire 1.5Mtrs 4mm dia | 539810200048 | FIT & FORGET LEAD WIRE 1.5 MTR 4 MM DIA | To SSE/sig/cgl Southern Railway against Reqn No. SN-21-1128725 dt. 25-01-2022 | 100.000Number | 40000 | Issued through Shri, Purushothaman, Desig: Jr. Clerk/S/CGL, ID Card No. 15215MS1301
307 | 027534-21-01881 dt. 27-01-2022 13:44:03by VENKATESH L | Issue-To User Depot (Consignee) | 004-Consumables | 0018-Drill Bit 7.2mm | 72081181 | DRILL TWIST H.S.S. STRAIGHT SHANK JOBBERS" 7.2 MM TO IS: 5101/1969, 5099/1983. | To SSE/sig/cgl Southern Railway against Reqn No. SN-21-1128714 dt. 25-01-2022 | 40.000Number | 1874 | Issued through Shri, Purushothaman, Desig: Jr. Clerk/S/CGL, ID Card No. 15215MS1301
308 | 027534-21-01882 dt. 27-01-2022 13:46:57by VENKATESH L | Issue-To User Depot (Consignee) | 004-Consumables | 0008-Channel Bond Pin | 56507641 | CHANNEL BOND PIN SINGLE GROOVE 7 mm DIA FOR 4 mm DIA BOND WIRE TO IRS-S-17-75 AND RDSO DRG NO.S.69m | To SSE/sig/cgl Southern Railway against Reqn No. SN-21-1128710 dt. 25-01-2022 | 2000.000Number | 3814 | Issued through Shri, Purushothaman, Desig: Jr. Clerk/S/CGL, ID Card No. 15215MS1301
309 | 027534-21-01883 dt. 27-01-2022 13:48:49by VENKATESH L | Issue-To User Depot (Consignee) | 001-ELECTRICAL I | 0058-CABLE PVC WIRE COIL 3/20 COPPER | 409002561998 | Cable PVC Wire Coil 3/20 Copper | To SSE/sig/cgl Southern Railway against Reqn No. SN-21-1128700 dt. 25-01-2022 | 1.000Number | 1563.5 | Issued through Shri, Purushothaman, Desig: Jr. Clerk/S/CGL, ID Card No. 15215MS1301
310 | 027534-21-01884 dt. 27-01-2022 13:53:36by VENKATESH L | Issue-To User Depot (Consignee) | 001-ELECTRICAL I | 0134-LED MAIN ASPECT RED | 56468039 | RED aspect Main LED signal, 110 V AC Retrofitable in existing CLS Housing and compatible with AC LED.... | To SSE/sig/cgl Southern Railway against Reqn No. SN-21-1128669 dt. 25-01-2022 | 10.000Number | 86610.99 | Issued through Shri, Purushothaman, Desig: Jr. Clerk/S/CGL, ID Card No. 15215MS1301
311 | 027534-21-01885 dt. 27-01-2022 13:56:32by VENKATESH L | Issue-To User Depot (Consignee) | 001-ELECTRICAL I | 0120-LED MAIN ASPECT YELLOW | 56468052 | YELLOW aspect Main LED signal, 110 V AC Retrofitable in existing CLS Housing and compatible with AC .... | To SSE/sig/cgl Southern Railway against Reqn No. SN-21-1128684 dt. 25-01-2022 | 10.000Number | 86451.77 | RTV 7822, 7824 Cancelled vide Voucher No. 027534-21-01886 dt. 27-01-2022
312 | 027534-21-01886 dt. 27-01-2022 13:57:15by VENKATESH L | Write-Back Issue | 001-ELECTRICAL I | 0120-LED MAIN ASPECT YELLOW | 56468052 | YELLOW aspect Main LED signal, 110 V AC Retrofitable in existing CLS Housing and compatible with AC .... | Write-Back/Cancellation of earlier Issue Note No. 027534-21-01885 dt.27-01-2022 ( To SSE/sig/cgl Southern Railway against Reqn No. SN-21-1128684 dt. 25-01-2022 ) | -10.000Number | -86451.77 | Wron entry
313 | 027534-21-01887 dt. 27-01-2022 14:02:37by VENKATESH L | Issue-To User Depot (Consignee) | 001-ELECTRICAL I | 0130-LED MAIN ASPECT GREEN | 56468040 | GREENaspect Main LED signal, 110 V AC Retrofitable in existing CLS Housing and compatible with AC LE.... | To SSE/sig/cgl Southern Railway against Reqn No. SN-21-1128692 dt. 25-01-2022 | 10.000Number | 99111.05 | Issued through Shri. Purushothaman, Desig: Jr. Clerk/S/CGL, PF No 15215MS1301
314 | 027534-21-01888 dt. 27-01-2022 14:04:18by VENKATESH L | Issue-To User Depot (Consignee) | 001-ELECTRICAL I | 0120-LED MAIN ASPECT YELLOW | 56468052 | YELLOW aspect Main LED signal, 110 V AC Retrofitable in existing CLS Housing and compatible with AC .... | To SSE/sig/cgl Southern Railway against Reqn No. SN-21-1128684 dt. 25-01-2022 | 10.000Number | 86451.77 | Issued through Shri. Purushothaman, Desig: Jr. Clerk/S/CGL, PF No 15215MS1301
315 | 027534-21-01889 dt. 27-01-2022 14:05:38by VENKATESH L | Issue-To User Depot (Consignee) | 001-ELECTRICAL I | 0164-RELAY QTA2/UTA2 (2F-1B) WITH ACCESSORIES | 56450229 | RELAY AC IMMUNE PLUG IN TYPE STYLE QTA2/UTA2 CONFORMING TO BRS - 939A,BRS.966 (APPENDIX F-21) & IRS..... | To SSE/sig/cgl Southern Railway against Reqn No. SN-21-1008674 dt. 23-12-2021 | 5.000Number | 18595.45 | Issued through Shri. Purushothaman, Desig: Jr. Clerk/S/CGL, PF No 15215MS1301
316 | 027534-21-01890 dt. 27-01-2022 14:06:57by VENKATESH L | Issue-To User Depot (Consignee) | 001-ELECTRICAL I | 0003-ARA Terminal 25mm PBT | 56509376 | ARA TERMINAL BLOCK (SMALL) M6 PBT MAKE TO DRG NO.SA.23741A/ALT-4 AND TO SPECN.IRS.S.75/91 (AMDT NO..... | To SSE/sig/cgl Southern Railway against Reqn No. SN-21-1008669 dt. 23-12-2021 | 200.000Number | 8806.4 | Issued through Shri. Purushothaman, Desig: Jr. Clerk/S/CGL, PF No 15215MS1301
317 | 027534-21-01891 dt. 27-01-2022 14:08:48by VENKATESH L | Issue-To User Depot (Consignee) | 001-ELECTRICAL I | 0050-COLOUR LIGHT SIGNAL UNIT 2 ASPECT | 564680670957 | Colour Light Signal Unit 2 Aspect | To SSE/sig/cgl Southern Railway against Reqn No. SN-21-982186 dt. 16-12-2021 | 1.000Number | 35934 | Issued through Shri. Purushothaman, Desig: Jr. Clerk/S/CGL, PF No 15215MS1301
318 | 027534-21-01892 dt. 27-01-2022 14:26:14by VENKATESH L | Issue-To User Depot (Consignee) | 001-ELECTRICAL I | 0052-COLOUR LIGHT SIGNAL UNIT 3 ASPECT | 560603663314 | Colour Light Signal Unit 3 ASPECT | To SSE/sig/cgl Southern Railway against Reqn No. SN-21-982178 dt. 16-12-2021 | 1.000Number | 50565 | Issued Through Shri. M. PURSHOTHAMAN, Jr.Clerk/SIG/CGL, PF No.15215MS1301
319 | 027534-21-01893 dt. 27-01-2022 14:28:13by VENKATESH L | Issue-To User Depot (Consignee) | 003-MECHANICAL | 0049-Platform for CLS Ladder | 539827130024 | Platform for CLS Ladder | To SSE/sig/cgl Southern Railway against Reqn No. SN-21-982113 dt. 16-12-2021 | 2.000Number | 3600 | Issued Through Shri. M. PURSHOTHAMAN, Jr.Clerk/SIG/CGL, PF No.15215MS1301
320 | 027534-21-01894 dt. 27-01-2022 14:33:29by VENKATESH L | Issue-To User Depot (Consignee) | 003-MECHANICAL | 0034-Ladder Shoe | 539825701012 | LADDER SHOE | To SSE/sig/cgl Southern Railway against Reqn No. SN-21-982107 dt. 16-12-2021 | 2.000Number | 1000 | Issued Through Shri. M. PURSHOTHAMAN, Jr.Clerk/SIG/CGL, PF No.15215MS1301
321 | 027534-21-01895 dt. 27-01-2022 14:37:11by VENKATESH L | Issue-To User Depot (Consignee) | 003-MECHANICAL | 0033-Ladder of Sizes with/ Without Clamp | 560603406263 | Signal ladder of Sizes With/Without Clamp for CLS | To SSE/sig/cgl Southern Railway against Reqn No. SN-21-982104 dt. 16-12-2021 | 2.000Number | 6178 | Issued Through Shri. M. PURSHOTHAMAN, Jr.Clerk/SIG/CGL, PF No.15215MS1301
322 | 027534-21-01896 dt. 27-01-2022 14:42:37by VENKATESH L | Issue-To User Depot (Consignee) | 004-Consumables | 0035-Hylum Sheet 6mm thickness | 539802862386 | HYLUM SHEET 6MM THICKNESS (8ft X 4ft) | To SSE/sig/cgl Southern Railway against Reqn No. SN-21-982091 dt. 16-12-2021 | 1.000Number | 2525 | Issued Through Shri. M. PURSHOTHAMAN, Jr.Clerk/SIG/CGL, PF No.15215MS1301
323 | 027534-21-01897 dt. 27-01-2022 14:45:41by VENKATESH L | Issue-To User Depot (Consignee) | 003-MECHANICAL | 0069-Surface Base 140mm | 543100020163 | Surface base to suit CLS Signal pole 140MM dia | To SSE/sig/cgl Southern Railway against Reqn No. SN-21-982081 dt. 16-12-2021 | 2.000Number | 96090 | Issued Through Shri. M. PURSHOTHAMAN, Jr.Clerk/SIG/CGL, PF No.15215MS1301
324 | 027534-21-01898 dt. 27-01-2022 14:48:26by VENKATESH L | Issue-To User Depot (Consignee) | 003-MECHANICAL | 0066-Colour Light Signal Post 4.6 mts Length | 544100020290 | Colour Light Signal Post 4.5 mts Length | To SSE/sig/cgl Southern Railway against Reqn No. SN-21-982067 dt. 16-12-2021 | 2.000Number | 25324 | Issued Through Shri. M. PURSHOTHAMAN, Jr.Clerk/SIG/CGL, PF No.15215MS1301
325 | 027534-21-01899 dt. 27-01-2022 14:50:13by VENKATESH L | Issue-To User Depot (Consignee) | 003-MECHANICAL | 0048-Pin Turned MS 1" | 545500010663 | Pin Turned MS 1 | To SSE/sig/cgl Southern Railway against Reqn No. SN-21-982055 dt. 16-12-2021 | 10.000Number | 1380 | Issued Through Shri. M. PURSHOTHAMAN, Jr.Clerk/SIG/CGL, PF No.15215MS1301
326 | 027534-21-01900 dt. 27-01-2022 14:52:23by VENKATESH L | Issue-To User Depot (Consignee) | 003-MECHANICAL | 0032-EWS Lock | 539849150019 | EWS LOCK (1 KEY FOR 10 LOCKS) | To SSE/sig/cgl Southern Railway against Reqn No. SN-21-979635 dt. 16-12-2021 | 30.000Number | 4872 | Issued Through Shri. M. PURSHOTHAMAN, Jr.Clerk/SIG/CGL, PF No.15215MS1301
327 | 027534-21-01901 dt. 27-01-2022 14:54:32by VENKATESH L | Issue-To User Depot (Consignee) | 003-MECHANICAL | 0023-E TYPE LOCK | 551200010789 | E -TYPE LOCK | To SSE/sig/cgl Southern Railway against Reqn No. SN-21-979591 dt. 16-12-2021 | 2.000Number | 5484 | Issued Through Shri. M. PURSHOTHAMAN, Jr.Clerk/SIG/CGL, PF No.15215MS1301
328 | 027534-21-01902 dt. 27-01-2022 14:56:35by VENKATESH L | Issue-To User Depot (Consignee) | 001-ELECTRICAL I | 0105-FUSE BASE & CARRIER 32 AMPS | 565001664396 | FUSE BASE & CARRIER 32 AMPS | To SSE/sig/cgl Southern Railway against Reqn No. SN-21-979573 dt. 16-12-2021 | 10.000Number | 3000 | Issued Through Shri. M. PURSHOTHAMAN, Jr.Clerk/SIG/CGL, PF No.15215MS1301
329 | 027534-21-01903 dt. 27-01-2022 14:58:36by VENKATESH L | Issue-To User Depot (Consignee) | 001-ELECTRICAL I | 0089-FUSE ND 2 AMPS | 539811130029 | FUSE ND 2 Amps | To SSE/sig/cgl Southern Railway against Reqn No. SN-21-979543 dt. 16-12-2021 | 200.000Number | 8932 | Issued Through Shri. M. PURSHOTHAMAN, Jr.Clerk/SIG/CGL, PF No.15215MS1301
330 | 027534-21-01904 dt. 27-01-2022 15:01:11by VENKATESH L | Issue-To User Depot (Consignee) | 001-ELECTRICAL I | 0243-Relay QNA1 (12F-4B) with acessories | 567900778992 | Relay AC Immune, Plug-in type, style-QNAI DC neutral line, 24V DC, 12-4B contacts, Front and back m.... | To SSE/sig/cgl Southern Railway against Reqn No. SN-21-979378 dt. 16-12-2021 | 4.000Number | 17936 | Issued Through Shri. M. PURSHOTHAMAN, Jr.Clerk/SIG/CGL, PF No.15215MS1301
331 | 027534-21-01905 dt. 27-01-2022 15:07:46by VENKATESH L | Issue-To User Depot (Consignee) | 001-ELECTRICAL I | 0217-VOLTAGE STABILIZER 230V/3KVA | 56163034 | VOLTAGE STABILIZERS 3 KVA / 230 V SINGLE PHASE, SHELF MOUNTING, STATIC, FERRO RESONANT TYPE, STABIL.... | To SSE/sig/cgl Southern Railway against Reqn No. SN-21-979307 dt. 16-12-2021 | 2.000Number | 62474.47 | Issued Through Shri. M. PURSHOTHAMAN, Jr.Clerk/SIG/CGL, PF No.15215MS1301
332 | 027534-21-01906 dt. 27-01-2022 15:09:35by VENKATESH L | Issue-To User Depot (Consignee) | 001-ELECTRICAL I | 0211-TLD BOX FRP | 565094395007 | FRP Type Track Lead Junction Box. | To SSE/sig/cgl Southern Railway against Reqn No. SN-21-979188 dt. 16-12-2021 | 10.000Number | 10960 | Issued Through Shri. M. PURSHOTHAMAN, Jr.Clerk/SIG/CGL, PF No.15215MS1301
333 | 027534-21-01907 dt. 27-01-2022 15:11:51by VENKATESH L | Issue-To User Depot (Consignee) | 001-ELECTRICAL I | 0207-TRACK FEED BATTERY CHARGER 110V/2-8V/10A | 549801610122 | TRACK FEED BATTERY CHARGERS 110VAC/2-8VDC/10Amps | To SSE/sig/cgl Southern Railway against Reqn No. SN-21-979178 dt. 16-12-2021 | 10.000Number | 97579.48 | Issued Through Shri. M. PURSHOTHAMAN, Jr.Clerk/SIG/CGL, PF No.15215MS1301
334 | 027534-21-01908 dt. 27-01-2022 15:13:17by VENKATESH L | Issue-To User Depot (Consignee) | 001-ELECTRICAL I | 0191-SOLENOID COIL FOR ELB LC GATE | 555500020073 | SOLENOID COIL FOR ELB LC GATE | To SSE/sig/cgl Southern Railway against Reqn No. SN-21-979162 dt. 16-12-2021 | 2.000Number | 5120 | Issued Through Shri. M. PURSHOTHAMAN, Jr.Clerk/SIG/CGL, PF No.15215MS1301
335 | 027534-21-01909 dt. 27-01-2022 15:16:00by VENKATESH L | Issue-To User Depot (Consignee) | 001-ELECTRICAL I | 0186-RELAY LED ECR QECX-61 WITH ACCESSORIES | 560603087327 | RELAY LED ECR QECX-61 [4F/4B] | To SSE/sig/cgl Southern Railway against Reqn No. SN-21-979153 dt. 16-12-2021 | 5.000Number | 26457.73 | Issued Through Shri. M. PURSHOTHAMAN, Jr.Clerk/SIG/CGL, PF No.15215MS1301
336 | 027534-21-01910 dt. 27-01-2022 15:18:00by VENKATESH L | Issue-To User Depot (Consignee) | 001-ELECTRICAL I | 0175-ROTARY KEY TRANSMITTER (RKT/EKT) | 565198792645 | Rotary Key Transmitter (RKT) | To SSE/sig/cgl Southern Railway against Reqn No. SN-21-979138 dt. 16-12-2021 | 1.000Number | 6356 | Issued Through Shri. M. PURSHOTHAMAN, Jr.Clerk/SIG/CGL, PF No.15215MS1301
337 | 027534-21-01911 dt. 27-01-2022 15:19:45by VENKATESH L | Issue-To User Depot (Consignee) | 001-ELECTRICAL I | 0151-LED FOR ROUTE | 56468027 | ROUTE LED SIGNAL LIGHTING UNIT 100V AC RE-PROFITABLE IN EXISTING CLS HOUSING AND COMPATIBLE WITH AC .... | To SSE/sig/cgl Southern Railway against Reqn No. SN-21-972238 dt. 14-12-2021 | 5.000Number | 28022.07 | Issued Through Shri. M. PURSHOTHAMAN, Jr.Clerk/SIG/CGL, PF No.15215MS1301
338 | 027534-21-01912 dt. 27-01-2022 15:21:59by VENKATESH L | Issue-To User Depot (Consignee) | 001-ELECTRICAL I | 0127-KNOB - RED,YELLOW,BLACK,WHITE & BLUE | 567904397905 | KNOB RED , YELLOW, BLACK, WHITE AND BLUE | To SSE/sig/cgl Southern Railway against Reqn No. SN-21-972226 dt. 14-12-2021 | 25.000Number | 400 | Issued Through Shri. M. PURSHOTHAMAN, Jr.Clerk/SIG/CGL, PF No.15215MS1301
339 | 027534-21-01913 dt. 27-01-2022 15:23:40by VENKATESH L | Issue-To User Depot (Consignee) | 001-ELECTRICAL I | 0125-INVERTER 500VA/24VDC/110VAC | 565198332774 | Inverter 24V DC/110V AC/500 VA for on- line application as per RDSO specification IRS:S-82/92 (Amd-2.... | To SSE/sig/cgl Southern Railway against Reqn No. SN-21-972115 dt. 14-12-2021 | 2.000Number | 63897 | Issued Through Shri. M. PURSHOTHAMAN, Jr.Clerk/SIG/CGL, PF No.15215MS1301
340 | 027534-21-01914 dt. 27-01-2022 15:26:33by VENKATESH L | Issue-To User Depot (Consignee) | 001-ELECTRICAL I | 0093-ELB LC GATE ALUMINIUM BOOM OF SIZES | 569005440022 | ELB Aluminium Booms of Sizes (PTJ Design) | To SSE/sig/cgl Southern Railway against Reqn No. SN-21-972095 dt. 14-12-2021 | 1.000Number | 59285 | Issued Through Shri. M. PURSHOTHAMAN, Jr.Clerk/SIG/CGL, PF No.15215MS1301
341 | 027534-21-01915 dt. 27-01-2022 15:28:43by VENKATESH L | Issue-To User Depot (Consignee) | 001-ELECTRICAL I | 0255-MPP Film AC Capacitor of 36 Micro farad, 600VAC, 50Hz, +/- 5% Tolerance | 528100030023 | MPP Film AC Capacitor of 36 Micro farad, 600VAC, 50Hz, +/- 5% Tolerance | To SSE/sig/cgl Southern Railway against Reqn No. SN-21-950162 dt. 08-12-2021 | 10.000Number | 2778.9 | Issued Through Shri. M. PURSHOTHAMAN, Jr.Clerk/SIG/CGL, PF No.15215MS1301
342 | 027534-21-01916 dt. 27-01-2022 15:31:08by VENKATESH L | Issue-To User Depot (Consignee) | 001-ELECTRICAL I | 0257-CR TEST PANEL FOR Q SERIES RELAY WITH DIGITAL MICRO OHM METER | 560605636491 | CR TEST PANEL FOR q SERIES RELAY WITH DIGITAL MICRO OHM METER | To SSE/sig/cgl Southern Railway against Reqn No. SN-21-1131351 dt. 27-01-2022 | 10.000Number | 256220 | Issued Through Shri. M. PURSHOTHAMAN, Jr.Clerk/SIG/CGL, PF No.15215MS1301
343 | 027534-21-01917 dt. 27-01-2022 15:33:33by VENKATESH L | Issue-To User Depot (Consignee) | 004-Consumables | 0024-Epoxy Gel Coat Red | 539836410034 | EPOXY GEL COAT RED | To SSE/sig/cgl Southern Railway against Reqn No. SN-21-949980 dt. 08-12-2021 | 20.000Kilograms | 10450.08 | Issued Through Shri. M. PURSHOTHAMAN, Jr.Clerk/SIG/CGL, PF No.15215MS1301
344 | 027534-21-01918 dt. 27-01-2022 15:35:36by VENKATESH L | Issue-To User Depot (Consignee) | 001-ELECTRICAL I | 0083-EMERGENCY PANEL FOR EI (DOUBLE LINE) | 560601240023 | Emergency Panel for Electronic Interlocking | To SSE/sig/cgl Southern Railway against Reqn No. SN-21-949953 dt. 08-12-2021 | 1.000Number | 391933 | Issued Through Shri. M. PURSHOTHAMAN, Jr.Clerk/SIG/CGL, PF No.15215MS1301
345 | 027534-21-01919 dt. 27-01-2022 15:41:31by VENKATESH L | Issue-To User Depot (Consignee) | 004-Consumables | 0038-Gauge Tie Plate Insulation complete set | 563045841289 | Gauge Tie Plate Insulation Complete Set | To SSE/sig/cgl Southern Railway against Reqn No. SN-21-949832 dt. 08-12-2021 | 20.000Number | 1007.8 | Issued Through Shri. M. PURSHOTHAMAN, Jr.Clerk/SIG/CGL, PF No.15215MS1301
346 | 027534-21-01920 dt. 27-01-2022 15:44:37by VENKATESH L | Issue-To User Depot (Consignee) | 004-Consumables | 0040-Insulation for D Bracket (Set's) Nylon | 539812690020 | INSULATION FOR D BRACKET (Sets) NYLON | To SSE/sig/cgl Southern Railway against Reqn No. SN-21-949803 dt. 08-12-2021 | 20.000Set | 2353.04 | Issued Through Shri. M. PURSHOTHAMAN, Jr.Clerk/SIG/CGL, PF No.15215MS1301
347 | 027534-21-01921 dt. 28-01-2022 10:31:28by VENKATESH L | Issue-To User Depot (Consignee) | 002-ELECTRICAL - II | 0139-Fit & Forget Lead wire 1.5Mtrs 4mm dia | 539810200048 | FIT & FORGET LEAD WIRE 1.5 MTR 4 MM DIA | To SSE/Sig/MSB Southern Railway against Reqn No. SN-21-1132965 dt. 27-01-2022 | 50.000Number | 20000 | Issued Through Shri. M.MICHAEL RAJ, TECH/II/SIG/MSB, ID Card No. S&T/0249/2020
348 | 027534-21-01922 dt. 28-01-2022 10:32:42by VENKATESH L | Issue-To User Depot (Consignee) | 001-ELECTRICAL I | 0101-FUSE BLOCK PBT | 539851110029 | Fuse block (without ND Fuse) PBT as RDSO specn. No. IRS:S-75/2006(Rev. 2) drg No. SA-23748 (Alt. 4). | To SSE/Sig/MSB Southern Railway against Reqn No. SN-21-1132938 dt. 27-01-2022 | 100.000Number | 8200 | Issued Through Shri. M.MICHAEL RAJ, TECH/II/SIG/MSB, ID Card No. S&T/0249/2020
349 | 027534-21-01924 dt. 28-01-2022 10:35:17by VENKATESH L | Issue-To User Depot (Consignee) | 001-ELECTRICAL I | 0003-ARA Terminal 25mm PBT | 56509376 | ARA TERMINAL BLOCK (SMALL) M6 PBT MAKE TO DRG NO.SA.23741A/ALT-4 AND TO SPECN.IRS.S.75/91 (AMDT NO..... | To SSE/Sig/MSB Southern Railway against Reqn No. SN-21-1132913 dt. 27-01-2022 | 500.000Number | 22016 | Issued Through Shri. M.MICHAEL RAJ, TECH/II/SIG/MSB, ID Card No. S&T/0249/2020
350 | 027534-21-01925 dt. 28-01-2022 11:02:15by VENKATESH L | Issue-To User Depot (Consignee) | 001-ELECTRICAL I | 0211-TLD BOX FRP | 565094395007 | FRP Type Track Lead Junction Box. | To SSE/SIG/GPD Southern Railway against Reqn No. SN-21-1062549 dt. 07-01-2022 | 10.000Number | 10960 | Issued Through Shri. C.RAJESH, ASST./SIG/GPDID Card No. S&T/0909/2020
351 | 027534-21-01926 dt. 28-01-2022 11:04:36by VENKATESH L | Issue-To User Depot (Consignee) | 001-ELECTRICAL I | 0207-TRACK FEED BATTERY CHARGER 110V/2-8V/10A | 549801610122 | TRACK FEED BATTERY CHARGERS 110VAC/2-8VDC/10Amps | To SSE/SIG/GPD Southern Railway against Reqn No. SN-21-1062626 dt. 07-01-2022 | 2.000Number | 19515.9 | Issued Through Shri. C.RAJESH, ASST./SIG/GPDID Card No. S&T/0909/2020
352 | 027534-21-01927 dt. 28-01-2022 11:13:33by VENKATESH L | Issue-To User Depot (Consignee) | 001-ELECTRICAL I | 0205-TRANSFORMER RECTIFIER 110V/24V/2A | 539816700018 | TRANSFORMER RECTIFIER 110V/24/2A | To SSE/SIG/GPD Southern Railway against Reqn No. SN-21-1062697 dt. 07-01-2022 | 2.000Number | 27122.84 | Issued Through Shri. C.RAJESH, ASST./SIG/GPDID Card No. S&T/0909/2020
353 | 027534-21-01928 dt. 28-01-2022 11:18:13by VENKATESH L | Issue-To User Depot (Consignee) | 001-ELECTRICAL I | 0025-CHOKE "B" TYPE | 539812840016 | CHOKE B TYPE | To SSE/SIG/GPD Southern Railway against Reqn No. SN-21-1063004 dt. 07-01-2022 | 2.000Number | 3420.01 | Issued Through Shri. C.RAJESH, ASST./SIG/GPDID Card No. S&T/0909/2020
354 | 027534-21-01929 dt. 28-01-2022 11:41:49 by VENKATESH L | Receipt-From Vendor | 001-ELECTRICAL I | 0068-EARTHING ELECTRODE WITH ACCESSORIES | 549006110030 | Provision of earth electrodes as per drawing No.SG/CN/02/13 along with winding of Caternary Wire and.... | From M/s SOUTHERN CONSTRUCTION COMPANY-CHENNAI against PO / Contract No. SR/MAS/S&T/2021/0037 dt. 27-12-2021 vide Challan No. Mac Point/MAS/05 dt. 04-10-2021 | 40.000Number | 186000 | DBR No.641(a), Page No.156 dt.06.10.2021
355 | 027534-21-01930 dt. 28-01-2022 11:49:09 by VENKATESH L | Receipt-From Vendor | 001-ELECTRICAL I | 0024-BATTERY SECONDARY CELLS 80AH/2V UNCHARGED | 50540324 | Supply of Low maintenance secondary cells of the following capacities with necessary inspection as p.... | From M/s SOUTHERN CONSTRUCTION COMPANY-CHENNAI against PO / Contract No. SR/MAS/S&T/2021/0037 dt. 27-12-2021 vide Challan No. Mac Point/MAS/01 dt. 20-09-2021 | 40.000Number | 83080 | DBR No. 594, Page No.140 dt.17.09.2021
356 | 027534-21-01931 dt. 28-01-2022 11:53:34by VENKATESH L | Issue-To User Depot (Consignee) | 001-ELECTRICAL I | 0068-EARTHING ELECTRODE WITH ACCESSORIES | 549006110030 | Earth Electrode with Acessoried As Per Drawing No. SG/SN/02/13 | To SSE/SIG/GPD Southern Railway against Reqn No. SN-21-1131504 dt. 27-01-2022 | 20.000Number | 61367.46 | Issued Through Shri. C.RAJESH, ASST/SIG/GPD, ID Card No.S&T/0909/2020
357 | 027534-21-01932 dt. 28-01-2022 12:05:52by VENKATESH L | Issue-For End Use | 001-ELECTRICAL I | 0024-BATTERY SECONDARY CELLS 80AH/2V UNCHARGED | 50540324 | LOW MAINTENANCE LEAD ACID STATIONARY SECONDARY CELLS 2V/80AH CAPACITY AT 10 HRS RATE OF DISCHARGE.... | To SSE/SIG/SRM/PER Southern Railway against Reqn No. NA dt. for WRONGLY TAKEN INTO ACCOUNT TWO TIMES HENCE DEBITED FOR UDM ADJUSTMENT | 40.000Number | 101034.4 | WRONGLY TAKEN INTO ACCOUNT TWO TIMES HENCE DEBITED FOR UDM ADJUSTMENT
358 | 027534-21-01933 dt. 28-01-2022 12:07:19by VENKATESH L | Issue-To User Depot (Consignee) | 001-ELECTRICAL I | 0024-BATTERY SECONDARY CELLS 80AH/2V UNCHARGED | 50540324 | LOW MAINTENANCE LEAD ACID STATIONARY SECONDARY CELLS 2V/80AH CAPACITY AT 10 HRS RATE OF DISCHARGE.... | To SSE/SIG/GPD Southern Railway against Reqn No. SN-21-1131554 dt. 27-01-2022 | 6.000Number | 15155.14 | Issued Through Shri. C.RAJESH, ASST/SIG/GPD, ID Card No.S&T/0909/2020
359 | 027534-21-01934 dt. 28-01-2022 12:09:44by VENKATESH L | Issue-To User Depot (Consignee) | 001-ELECTRICAL I | 0152-PUSH BUTTON ASSEMBLY | 560602905521 | PUSH BUTTON ASSEMBLY | To SSE/SIG/GPD Southern Railway against Reqn No. SN-21-1133981 dt. 27-01-2022 | 1.000Number | 2427 | Issued Through Shri. C.RAJESH, ASST/SIG/GPD, ID Card No.S&T/0909/2020
360 | 027534-21-01935 dt. 28-01-2022 12:11:54by VENKATESH L | Issue-To User Depot (Consignee) | 002-ELECTRICAL - II | 0060-Special Type TLJB TPWS | 555400100083 | SPECIAL TYPE TLJB (TPWS) | To SSE/SIG/GPD Southern Railway against Reqn No. SN-21-1132108 dt. 27-01-2022 | 3.000Number | 17703 | Issued Through Shri. C.RAJESH, ASST/SIG/GPD, ID Card No.S&T/0909/2020
361 | 027534-21-01936 dt. 28-01-2022 12:13:23by VENKATESH L | Issue-To User Depot (Consignee) | 001-ELECTRICAL I | 0127-KNOB - RED,YELLOW,BLACK,WHITE & BLUE | 567904397905 | KNOB RED , YELLOW, BLACK, WHITE AND BLUE | To SSE/SIG/GPD Southern Railway against Reqn No. SN-21-1133966 dt. 27-01-2022 | 3.000Number | 48 | Issued Through Shri. C.RAJESH, ASST/SIG/GPD, ID Card No.S&T/0909/2020
362 | 027534-21-01937 dt. 28-01-2022 12:15:41by VENKATESH L | Issue-To User Depot (Consignee) | 001-ELECTRICAL I | 0116-DWC PIPE WITH COUPLER (103.5MM DIA) | 623500980059 | DWC Pipe [Inner Dia 103.5mm & Outer Dia-120mm] WITH COUPLER FOR EVERY 6 MTRS | To SSE/SIG/GPD Southern Railway against Reqn No. SN-21-1133935 dt. 27-01-2022 | 60.000Metre | 15792 | Issued Through Shri. C.RAJESH, ASST/SIG/GPD, ID Card No.S&T/0909/2020
363 | 027534-21-01938 dt. 28-01-2022 12:17:07by VENKATESH L | Issue-To User Depot (Consignee) | 001-ELECTRICAL I | 0041-CABLE PVC 2C X 2.5Sqmm (COPPER) | 56119537 | PVC INSULATED CABLE FOR RAILWAY SIGNALLING HEAVY DUTY UNDER GROUND UNSCREENED ARMOUNED WITH GALVAN.... | To SSE/SIG/GPD Southern Railway against Reqn No. SN-21-1134058 dt. 27-01-2022 | 402.000Metre | 29748 | Issued Through Shri. C.RAJESH, ASST/SIG/GPD, ID Card No.S&T/0909/2020
364 | 027534-21-01939 dt. 28-01-2022 12:18:54by VENKATESH L | Issue-To User Depot (Consignee) | 002-ELECTRICAL - II | 0057-Data Cable TPWS | 539805423687 | DATA CABLE FOR TPWS | To SSE/SIG/GPD Southern Railway against Reqn No. SN-21-1134603 dt. 27-01-2022 | 500.000Metre | 92500 | Issued Through Shri. C.RAJESH, ASST/SIG/GPD, ID Card No.S&T/0909/2020
365 | 027534-21-01940 dt. 28-01-2022 12:21:32by VENKATESH L | Issue-To User Depot (Consignee) | 001-ELECTRICAL I | 0043-CABLE PVC 19C X 1.5Sqmm (COPPER) | 56119033 | CABLE PVC INSULATED ARMOURED UNSCREENED RAILWAY SIGNALLING CABLE OF SIZE 19C x 1.5sqmm (REV 4.0) IRS.... | To SSE/SIG/GPD Southern Railway against Reqn No. SN-21-1134612 dt. 27-01-2022 | 510.000Metre | 148538.52 | Issued Through Shri. C.RAJESH, ASST/SIG/GPD, ID Card No.S&T/0909/2020
366 | 027534-21-01941 dt. 28-01-2022 12:23:03by VENKATESH L | Issue-To User Depot (Consignee) | 001-ELECTRICAL I | 0137-LED SHUNT | 56462050 | AC SHUNT SIGNAL (LED) WITH INBUILT CURRENT REGULATOR WITH RDSO INSPECTION. RDSO SPE. NO. RDSO/SPN/15.... | To SSE/SIG/GPD Southern Railway against Reqn No. SN-21-1134618 dt. 27-01-2022 | 3.000Number | 16876.37 | Issued Through Shri. C.RAJESH, ASST/SIG/GPD, ID Card No.S&T/0909/2020
367 | 027534-21-01942 dt. 28-01-2022 12:46:40by VENKATESH L | Initial Stock | 001- ELECTRICAL I | 0118- HDPE PIPE O.D 40MM I.D 33MM | 539802804167 | HDPE PIPE O.D 40MM I.D 33MM | Old Existing Stock in Books taken on this Computerized Ledger | 0.000Metre | 0
368 | 027534-21-01943 dt. 28-01-2022 12:50:24 by VENKATESH L | Receipt-Shop Mfrd. / Old Demand | 001-ELECTRICAL I | 0118-HDPE PIPE O.D 40MM I.D 33MM | 539802804167 | HDPE PIPE O.D 40MM I.D 33MM | From 027819-Dy.CSTE/P/MS Southern Railway against Reqn No. dt. vide Issue Note No. S&T/P/PER/21-22/23/570 dt. 28-01-2022 | 447.000Metre | 33525 | DBR No. 872, Page No.217 dt. 28.01.2022
369 | 027534-21-01944 dt. 28-01-2022 12:54:00by VENKATESH L | Issue-To User Depot (Consignee) | 001-ELECTRICAL I | 0215-THUMB SWITCH 3 POSITION | 560607046599 | THUMB SWITCH 3 POSITION. | To SSE/SIG/GPD Southern Railway against Reqn No. SN-21-1136314 dt. 28-01-2022 | 2.000Number | 6874 | Issued Through Shri.C.RAJESH, ASST/SIG/GPD, ID Card No. S&T/0909/2020
370 | 027534-21-01945 dt. 28-01-2022 12:57:04by VENKATESH L | Issue-To User Depot (Consignee) | 001-ELECTRICAL I | 0214-THUMB SWITCH 2 POSITION | 560607000034 | THUMB SWITCH 2 POSITION | To SSE/SIG/GPD Southern Railway against Reqn No. SN-21-1136269 dt. 28-01-2022 | 2.000Number | 6826 | Issued Through Shri.C.RAJESH, ASST/SIG/GPD, ID Card No. S&T/0909/2020
371 | 027534-21-01946 dt. 28-01-2022 12:58:45by VENKATESH L | Issue-To User Depot (Consignee) | 001-ELECTRICAL I | 0238-GROUND CONNECTION OF 220MM STROKE IRS POINT MACHINE PTJ MAKE | 563000011681 | Ground connection for 220mm stroke point machine | To SSE/SIG/GPD Southern Railway against Reqn No. SN-21-1132040 dt. 27-01-2022 | 1.000Set | 46905 | Issued Through Shri.C.RAJESH, ASST/SIG/GPD, ID Card No. S&T/0909/2020
372 | 027534-21-01947 dt. 28-01-2022 13:00:18by VENKATESH L | Issue-To User Depot (Consignee) | 002-ELECTRICAL - II | 0062-BAND-IT Tape TPWS | 555400100101 | BAND - IT TAPE 3/4 (TPWS)(1 No = 30.48Mtrs) | To SSE/SIG/GPD Southern Railway against Reqn No. SN-21-1136162 dt. 28-01-2022 | 1.000Number | 4630 | Issued Through Shri.C.RAJESH, ASST/SIG/GPD, ID Card No. S&T/0909/2020
373 | 027534-21-01948 dt. 28-01-2022 13:01:35by VENKATESH L | Issue-To User Depot (Consignee) | 001-ELECTRICAL I | 0118-HDPE PIPE O.D 40MM I.D 33MM | 539802804167 | HDPE PIPE O.D 40MM I.D 33MM | To SSE/SIG/GPD Southern Railway against Reqn No. SN-21-1137451 dt. 28-01-2022 | 447.000Metre | 33525 | Issued Through Shri.C.RAJESH, ASST/SIG/GPD, ID Card No. S&T/0909/2020
374 | 027534-21-01949 dt. 29-01-2022 10:07:37by VENKATESH L | Issue-To User Depot (Consignee) | 001-ELECTRICAL I | 0211-TLD BOX FRP | 565094395007 | FRP Type Track Lead Junction Box. | To SSE/Sig/TVT Southern Railway against Reqn No. SN-21-1138233 dt. 28-01-2022 | 10.000Number | 10960 | Issued Through Shri. K.ELAMURUGAN, TECH/II/SIG/TVT, ID Card No. S&T/0135/2020
375 | 027534-21-01950 dt. 29-01-2022 10:09:05by VENKATESH L | Issue-To User Depot (Consignee) | 001-ELECTRICAL I | 0186-RELAY LED ECR QECX-61 WITH ACCESSORIES | 560603087327 | RELAY LED ECR QECX-61 [4F/4B] | To SSE/Sig/TVT Southern Railway against Reqn No. SN-21-1138203 dt. 28-01-2022 | 10.000Number | 52915.46 | Issued Through Shri. K.ELAMURUGAN, TECH/II/SIG/TVT, ID Card No. S&T/0135/2020
376 | 027534-21-01951 dt. 29-01-2022 10:10:34by VENKATESH L | Issue-To User Depot (Consignee) | 003-MECHANICAL | 0032-EWS Lock | 539849150019 | EWS LOCK (1 KEY FOR 10 LOCKS) | To SSE/Sig/TVT Southern Railway against Reqn No. SN-21-1138240 dt. 28-01-2022 | 10.000Number | 1624 | Issued Through Shri. K.ELAMURUGAN, TECH/II/SIG/TVT, ID Card No. S&T/0135/2020
377 | 027534-21-01952 dt. 29-01-2022 10:44:15by VENKATESH L | Issue-To User Depot (Consignee) | 001-ELECTRICAL I | 0011-BATTERY CHARGER 110VAC/24VDC/30AMPS | 56500350 | BATTERY CHARGER 110V AC 24V DC 30 AMPS TO SPECN.IRS-S-86/2000.WITH AMENDMENT-4 or latest. | To SSE/SIG/AJJ-E Southern Railway against Reqn No. SN-21-1139841 dt. 29-01-2022 | 1.000Number | 42781.05 | Issued Through Shri. AJAY KUMAR, ASST/SIG/AJJ(EAST), ID Card No. S&T/0894/2020
378 | 027534-21-01953 dt. 29-01-2022 10:47:28by VENKATESH L | Issue-To User Depot (Consignee) | 001-ELECTRICAL I | 0120-LED MAIN ASPECT YELLOW | 56468052 | YELLOW aspect Main LED signal, 110 V AC Retrofitable in existing CLS Housing and compatible with AC .... | To SSE/SIG/AJJ-E Southern Railway against Reqn No. SN-21-1139891 dt. 29-01-2022 | 10.000Number | 86451.77 | Issued Through Shri. AJAY KUMAR, ASST/SIG/AJJ(EAST), ID Card No. S&T/0894/2020
379 | 027534-21-01954 dt. 29-01-2022 10:50:35by VENKATESH L | Issue-To User Depot (Consignee) | 001-ELECTRICAL I | 0134-LED MAIN ASPECT RED | 56468039 | RED aspect Main LED signal, 110 V AC Retrofitable in existing CLS Housing and compatible with AC LED.... | To SSE/SIG/AJJ-E Southern Railway against Reqn No. SN-21-1139847 dt. 29-01-2022 | 8.000Number | 69288.79 | Issued Through Shri. AJAY KUMAR, ASST/SIG/AJJ(EAST), ID Card No. S&T/0894/2020
380 | 027534-21-01955 dt. 29-01-2022 10:53:26by VENKATESH L | Issue-To User Depot (Consignee) | 001-ELECTRICAL I | 0151-LED FOR ROUTE | 56468027 | ROUTE LED SIGNAL LIGHTING UNIT 100V AC RE-PROFITABLE IN EXISTING CLS HOUSING AND COMPATIBLE WITH AC .... | To SSE/SIG/AJJ-E Southern Railway against Reqn No. SN-21-1139897 dt. 29-01-2022 | 5.000Number | 28022.07 | Issued Through Shri. AJAY KUMAR, ASST/SIG/AJJ(EAST), ID Card No. S&T/0894/2020
381 | 027534-21-01956 dt. 29-01-2022 10:55:53by VENKATESH L | Issue-To User Depot (Consignee) | 001-ELECTRICAL I | 0137-LED SHUNT | 56462050 | AC SHUNT SIGNAL (LED) WITH INBUILT CURRENT REGULATOR WITH RDSO INSPECTION. RDSO SPE. NO. RDSO/SPN/15.... | To SSE/SIG/AJJ-E Southern Railway against Reqn No. SN-21-1139985 dt. 29-01-2022 | 5.000Number | 28127.29 | Issued Through Shri. AJAY KUMAR, ASST/SIG/AJJ(EAST), ID Card No. S&T/0894/2020
382 | 027534-21-01957 dt. 29-01-2022 10:57:37by VENKATESH L | Issue-To User Depot (Consignee) | 001-ELECTRICAL I | 0032-CONDENSER 2200 MFD 50V | 560605830027 | Condenser 2200 MFD 50V | To SSE/SIG/AJJ-E Southern Railway against Reqn No. SN-21-1139843 dt. 29-01-2022 | 30.000Number | 633 | Issued Through Shri. AJAY KUMAR, ASST/SIG/AJJ(EAST), ID Card No. S&T/0894/2020
383 | 027534-21-01958 dt. 29-01-2022 11:00:35by VENKATESH L | Issue-To User Depot (Consignee) | 001-ELECTRICAL I | 0089-FUSE ND 2 AMPS | 539811130029 | FUSE ND 2 Amps | To SSE/SIG/AJJ-E Southern Railway against Reqn No. SN-21-1140166 dt. 29-01-2022 | 60.000Number | 2679.6 | Issued Through Shri. AJAY KUMAR, ASST/SIG/AJJ(EAST), ID Card No. S&T/0894/2020
384 | 027534-21-01959 dt. 29-01-2022 11:06:00by VENKATESH L | Issue-To User Depot (Consignee) | 001-ELECTRICAL I | 0033-CONDENSER 1000 MFD 50V | 528100010050 | Condenser 1000 MFD 50V | To SSE/SIG/AJJ-E Southern Railway against Reqn No. SN-21-1139844 dt. 29-01-2022 | 20.000Number | 210 | Issued Through Shri. AJAY KUMAR, ASST/SIG/AJJ(EAST), ID Card No. S&T/0894/2020
385 | 027534-21-01960 dt. 29-01-2022 12:14:13by VENKATESH L | Issue-To User Depot (Consignee) | 001-ELECTRICAL I | 0177-SURGE PROTECTION DEVICE CONSIST OF STAGE 1(CLASS-B) AND STAGE 2(CLASS-C) | 549006530948 | SURGE PROTECTION DEVICE AS PER RDSO SPEC. No.RDSO/SPN/165/2012(Ver.3) or LATEST CONSIST OF STAGE 1(C.... | To SSE/SIG/MS Southern Railway against Reqn No. SN-21-1140428 dt. 29-01-2022 | 3.000Number | 64614.46 | Issued through Shri. Viswanathan, Desig: Asst/S/MS, ID Card No S&T/0456/2020
386 | 027534-21-01961 dt. 29-01-2022 12:16:57by VENKATESH L | Issue-To User Depot (Consignee) | 004-Consumables | 0018-Drill Bit 7.2mm | 72081181 | DRILL TWIST H.S.S. STRAIGHT SHANK JOBBERS" 7.2 MM TO IS: 5101/1969, 5099/1983. | To SSE/SIG/MS Southern Railway against Reqn No. SN-21-1140452 dt. 29-01-2022 | 40.000Number | 1874 | Issued through Shri. Viswanathan, Desig: Asst/S/MS, ID card No S&T/0456/2020
387 | 027534-21-01962 dt. 29-01-2022 12:45:34by VENKATESH L | Issue-To User Depot (Consignee) | 001-ELECTRICAL I | 0033-CONDENSER 1000 MFD 50V | 528100010050 | Condenser 1000 MFD 50V | To SSE/Sig/KPD.E Southern Railway against Reqn No. SN-21-1140047 dt. 29-01-2022 | 20.000Number | 210 | Issued through Shri.R.Anandan, Desig: Sr.Tech/BS/KPD/E, ID card No. S&T/0368/2020
388 | 027534-21-01963 dt. 29-01-2022 12:46:47by VENKATESH L | Issue-To User Depot (Consignee) | 001-ELECTRICAL I | 0034-CONDENSER 10000 MFD 50V | 560605284574 | Condenser 10000 MFD 50V | To SSE/Sig/KPD.E Southern Railway against Reqn No. SN-21-1140053 dt. 29-01-2022 | 50.000Number | 4350 | Issued through Shri.R.Anandan, Desig: Sr.Tech/BS/KPD/E, ID card No. S&T/0368/2020
389 | 027534-21-01964 dt. 29-01-2022 12:48:19by VENKATESH L | Issue-To User Depot (Consignee) | 001-ELECTRICAL I | 0032-CONDENSER 2200 MFD 50V | 560605830027 | Condenser 2200 MFD 50V | To SSE/Sig/KPD.E Southern Railway against Reqn No. SN-21-1140059 dt. 29-01-2022 | 20.000Number | 422 | Issued through Shri.R.Anandan, Desig: Sr.Tech/BS/KPD/E, ID card No. S&T/0368/2020
390 | 027534-21-01965 dt. 29-01-2022 14:14:17by VENKATESH L | Issue-To User Depot (Consignee) | 003-MECHANICAL | 0084-Computer Table Make: Godrej, Model C-11 | 783100870033 | COMPUTER TABLE, MAKE GODREJ, MODEL C-11 | To Ch.OS/SNT/MAS Southern Railway against Reqn No. SN-21-1142515 dt. 29-01-2022 | 1.000Number | 14792 | Issued through Shri.Hemasundar, Desig: Sr.Clerk/Sr.DSTE/O/MAS, ID Card S&T/0014/2020
391 | 027534-21-01966 dt. 29-01-2022 14:15:53by VENKATESH L | Issue-To User Depot (Consignee) | 003-MECHANICAL | 0085-Godrej chair Model PCH-5D02R | 787900195071 | Godrej Chair Model PCH-5D02R | To Ch.OS/SNT/MAS Southern Railway against Reqn No. SN-21-1142522 dt. 29-01-2022 | 1.000Number | 7000 | Issued through Shri.Hemasundar, Desig: Sr.Clerk/Sr.DSTE/O/MAS, ID Card S&T/0014/2020
392 | 027534-21-01967 dt. 29-01-2022 17:16:34by VENKATESH L | Issue-To User Depot (Consignee) | 001-ELECTRICAL I | 0004-ARA Terminal 60mm PBT | 56509388 | TERMINAL BLOCK MADE OF PBT 60MM TO RDSO DRG NO:SA23745 (ALT-5)TO SPECN IRS : S-75/2006 AMENDMENT ..... | To SSE/SIG/AJJ-W Southern Railway against Reqn No. SN-21-1079473 dt. 11-01-2022 | 100.000Number | 6133.5 | Issued Through Shri. K.I.VITTAL RAO, ASST/SIG/AJJ(WEST), ID Card No.S&T/0816/2020
393 | 027534-21-01968 dt. 29-01-2022 17:18:13by VENKATESH L | Issue-To User Depot (Consignee) | 001-ELECTRICAL I | 0003-ARA Terminal 25mm PBT | 56509376 | ARA TERMINAL BLOCK (SMALL) M6 PBT MAKE TO DRG NO.SA.23741A/ALT-4 AND TO SPECN.IRS.S.75/91 (AMDT NO..... | To SSE/SIG/AJJ-W Southern Railway against Reqn No. SN-21-1079480 dt. 11-01-2022 | 50.000Number | 2201.6 | Issued Through Shri. K.I.VITTAL RAO, ASST/SIG/AJJ(WEST), ID Card No.S&T/0816/2020
394 | 027534-21-01969 dt. 29-01-2022 17:19:42by VENKATESH L | Issue-To User Depot (Consignee) | 004-Consumables | 0018-Drill Bit 7.2mm | 72081181 | DRILL TWIST H.S.S. STRAIGHT SHANK JOBBERS" 7.2 MM TO IS: 5101/1969, 5099/1983. | To SSE/SIG/AJJ-W Southern Railway against Reqn No. SN-21-1107121 dt. 20-01-2022 | 40.000Number | 1874 | Issued Through Shri. K.I.VITTAL RAO, ASST/SIG/AJJ(WEST), ID Card No.S&T/0816/2020
395 | 027534-21-01970 dt. 29-01-2022 17:21:44by VENKATESH L | Issue-To User Depot (Consignee) | 001-ELECTRICAL I | 0120-LED MAIN ASPECT YELLOW | 56468052 | YELLOW aspect Main LED signal, 110 V AC Retrofitable in existing CLS Housing and compatible with AC .... | To SSE/SIG/AJJ-W Southern Railway against Reqn No. SN-21-1107129 dt. 20-01-2022 | 10.000Number | 86451.77 | Issued Through Shri. K.I.VITTAL RAO, ASST/SIG/AJJ(WEST), ID Card No.S&T/0816/2020
396 | 027534-21-01971 dt. 29-01-2022 17:24:22by VENKATESH L | Issue-To User Depot (Consignee) | 001-ELECTRICAL I | 0130-LED MAIN ASPECT GREEN | 56468040 | GREENaspect Main LED signal, 110 V AC Retrofitable in existing CLS Housing and compatible with AC LE.... | To SSE/SIG/AJJ-W Southern Railway against Reqn No. SN-21-1107165 dt. 20-01-2022 | 5.000Number | 49555.52 | Issued Through Shri. K.I.VITTAL RAO, ASST/SIG/AJJ(WEST), ID Card No.S&T/0816/2020
397 | 027534-21-01972 dt. 29-01-2022 17:25:52by VENKATESH L | Issue-To User Depot (Consignee) | 004-Consumables | 0038-Gauge Tie Plate Insulation complete set | 563045841289 | Gauge Tie Plate Insulation Complete Set | To SSE/SIG/AJJ-W Southern Railway against Reqn No. SN-21-1107178 dt. 20-01-2022 | 20.000Number | 1007.8 | Issued Through Shri. K.I.VITTAL RAO, ASST/SIG/AJJ(WEST), ID Card No.S&T/0816/2020
398 | 027534-21-01973 dt. 29-01-2022 17:27:20by VENKATESH L | Issue-To User Depot (Consignee) | 002-ELECTRICAL - II | 0140-Fit & Forget Bond wire 1.5Mtrs 4mm dia | 556302890025 | FIT & FORGET BOND WIRE 1.5 Mtrs 4mm dia | To SSE/SIG/AJJ-W Southern Railway against Reqn No. SN-21-1142623 dt. 29-01-2022 | 10.000Number | 4000 | Issued Through Shri. K.I.VITTAL RAO, ASST/SIG/AJJ(WEST), ID Card No.S&T/0816/2020
399 | 027534-21-01974 dt. 29-01-2022 17:28:42by VENKATESH L | Issue-To User Depot (Consignee) | 002-ELECTRICAL - II | 0215-Fit & Forget Bond Wire 2 Mtrs 4mm dia | 539810200050 | FIT & FORGET BOND WIRE 2 MTRS 4MM DIA | To SSE/SIG/AJJ-W Southern Railway against Reqn No. SN-21-1142621 dt. 29-01-2022 | 10.000Number | 4000 | Issued Through Shri. K.I.VITTAL RAO, ASST/SIG/AJJ(WEST), ID Card No.S&T/0816/2020
400 | 027534-21-01975 dt. 29-01-2022 17:29:51by VENKATESH L | Issue-To User Depot (Consignee) | 002-ELECTRICAL - II | 0139-Fit & Forget Lead wire 1.5Mtrs 4mm dia | 539810200048 | FIT & FORGET LEAD WIRE 1.5 MTR 4 MM DIA | To SSE/SIG/AJJ-W Southern Railway against Reqn No. SN-21-1142614 dt. 29-01-2022 | 50.000Number | 20000 | Issued Through Shri. K.I.VITTAL RAO, ASST/SIG/AJJ(WEST), ID Card No.S&T/0816/2020
401 | 027534-21-01976 dt. 29-01-2022 17:31:07by VENKATESH L | Issue-To User Depot (Consignee) | 004-Consumables | 0040-Insulation for D Bracket (Set's) Nylon | 539812690020 | INSULATION FOR D BRACKET (Sets) NYLON | To SSE/SIG/AJJ-W Southern Railway against Reqn No. SN-21-1142681 dt. 29-01-2022 | 20.000Set | 2353.04 | Issued Through Shri. K.I.VITTAL RAO, ASST/SIG/AJJ(WEST), ID Card No.S&T/0816/2020
402 | 027534-21-01977 dt. 31-01-2022 12:56:02by VENKATESH L | Issue-To User Depot (Consignee) | 001-ELECTRICAL I | 0177-SURGE PROTECTION DEVICE CONSIST OF STAGE 1(CLASS-B) AND STAGE 2(CLASS-C) | 549006530948 | SURGE PROTECTION DEVICE AS PER RDSO SPEC. No.RDSO/SPN/165/2012(Ver.3) or LATEST CONSIST OF STAGE 1(C.... | To SSE/Sig/KPD.E Southern Railway against Reqn No. SN-21-1144181 dt. 31-01-2022 | 1.000Number | 21538.15 | Issued through Shri. S.Karpagam, Deig: Assistant/Sig/KPD/East, ID card No. S&T/0525/2020